## foia_subtrades (1)
Permit Number | Gpin | Permit Address | Permit Issued Date | Permit Status | Use Type | Permit Type Desc | Permit Work Class Desc | General Permit Description | Estimated Valuation | Contractor Name | Contractor Address | Contractor City | Contractor State | Contractor Zip Code | Subcontractor Name | Subcontractor Address | Subcontractor City | Subcontractor State | Subcontractor Zip Code
ELE2018-03911 | 770-750-4811 | 7600 FERNWOOD ST | 2019-02-14 | Finaled | Commercial | Electrical Permit | Tenant Upfit - Existing | Replace panel and wiring due to fire-panel was fed from existing building | 3200 | BELFOR USA GROUP INC | 2161 TOMLYNN ST | RICHMOND | VA | 23230 | CURRENT ELECTRIC INC | 1618 REAMS RD | POWHATAN | VA | 23139
ELE2018-03973 | 805-707-7825 | 6104 ALMOND CREEK LN | 2019-02-04 | Issued | Residential | Electrical Permit | Solar Install | 14 roof mounted modules-grid tied 4.27 kw solar install | 9756 | POWER HOME SOLAR INC | 919 N MAIN STREET | MOORESVILLE | NC | 28115 | POWER HOME SOLAR | 919 N MAIN STREET | MOORESVILLE | NC | 28115
ELE2019-00073 | 766-750-4380 | 7510 W BROAD ST | 2019-02-01 | Issued | Commercial | Electrical Permit | Tenant Upfit - Existing | wire tenant upfit per plans | 22800 | MARK TURNER CONSTRUCTION LLC | 10474 COBBS RD | GLEN ALLEN | VA | 23059 | PYRAMID ELECTRICAL CONT | P O BOX 35420 | RICHMOND | VA | 23236
ELE2019-00101 | 776-747-8381 | 6701 GALAXIE RD | 2019-02-13 | Issued | Residential | Electrical Permit | New Service | wire whole house (new dwelling) 200 amp breaker panel | 1000 | OWNER-GLORIA E BURGOS-CARDENAS | - | - | - | - | - | - | - | - | -
ELE2019-00205 | 768-753-0395 | 4301 E PARHAM RD | 2019-02-07 | Issued | Commercial | Electrical Permit | Tenant Upfit - Existing | renovation to include relocation of switches/fiture-new under cabinet lighting | 5100 | DANIEL & COMPANY INC | 1800 ROSENEATH RD | RICHMOND | VA | 23230 | DIAMOND ELECTRIC | 86 OLD BICKLEY TOWN RD | LOUISA | VA | 23093
ELE2019-00259 | 823-726-7120 | 203 N ELM AVE | 2019-02-13 | Issued | Residential | Electrical Permit | Solar Install | Twenty roof mounted modules grid tied 6.00 kw solar install | 13708.8 | POWER HOME SOLAR INC | 919 N MAIN STREET | MOORESVILLE | NC | 28115 | - | - | - | - | -
ELE2019-00272 | 785-768-0723 | 1005 TECHNOLOGY PARK DR | 2019-02-12 | Issued | Commercial | Electrical Permit | Tenant Upfit - Existing | TENANT UPFIT | 10000 | RGI GENERAL CONTRACTORS INC | 3805 GASKINS RD | HENRICO | VA | 23233 | HILL ELECTRICAL INC | 8553 MEADOWBRIDGE RD | MECHANICSVILLE | VA | 23111
ELE2019-00313 | 780-758-6216 | 1550 E PARHAM RD | 2019-02-01 | Issued | Commercial | Electrical Permit | Other | CONNECT (1) INTERNALLY ILLUMINATED WALL SIGN TO EXISTING ELEC CIRCUIT | 250 | ANCHOR SIGN INC | 2200 DISCHER AV | CHARLESTON | SC | 29405 | ANCHOR SIGN INC | P O BOX 22737 | CHARLESTON | SC | 29413
ELE2019-00321 | 763-765-4564 | 10608 SMITH POINT WAY | 2019-02-13 | Finaled | Residential | Electrical Permit | Solar Install | Install flush roof mounted solar pv system size 6.2 kwp dc | 22041 | SIGORA SOLAR LLC | 1222 PARIS ST | CHARLOTTESVILLE | VA | 22903 | SIGORA SOLAR LLC | 200 W 12TH ST BLD F | WAYNESBORO | VA | 22980
ELE2019-00322 | 772-737-0483 | 5308 FITZHUGH AVE | 2019-02-06 | Finaled | Residential | Electrical Permit | Upgrade Service | upgrade electrical service from 100 amp to 200 amp | 1500 | - | - | - | - | - | T J DAY ELECTRICAL CONTR | 6009 HOLLY TRACE DR | CHESTERFIELD | VA | 23832
ELE2019-00323 | 758-765-5810 | 5004 SHIMMERING PL | 2019-02-13 | Finaled | Residential | Electrical Permit | Solar Install | Install flush roof mounted solar pv system size 5.27 kwp cd | 19399 | SIGORA SOLAR LLC | 1222 PARIS ST | CHARLOTTESVILLE | VA | 22903 | SIGORA SOLAR LLC | 200 W 12TH ST BLD F | WAYNESBORO | VA | 22980
ELE2019-00332 | 773-736-2198 | 1601 WILLOW LAWN DR | 2019-02-01 | Issued | Commercial | Electrical Permit | Other | wire new shell building per plans | 30000 | FOCUS DEVELOPMENT LLC | 5020 W LINEBAUGH AVE | TAMPA | FL | 33624 | PYRAMID ELECTRICAL CONT | P O BOX 35420 | RICHMOND | VA | 23236
ELE2019-00333 | 747-771-5337 | 11155 NUCKOLS RD | 2019-02-01 | Issued | Commercial | Electrical Permit | New Service | 600 AMP - light fixtures-receptacles-HVAC wiring & low voltage | 130000 | CALIBER 1 CONSTRUCTION INC | 110 W MONTGOMERY ST | VILLA RICA | GA | 30180 | HARRIS ELECTRIC CO OF VA INC | 4910 W CLAY ST | RICHMOND | VA | 23230
ELE2019-00334 | 759-739-4301 | 7716 BROOKSIDE RD | 2019-02-01 | Finaled | Residential | Electrical Permit | Other | INSTALL CIRCUIT AND RECEPTACLE FOR NEW JES EQUIP | 250 | JES CONSTRUCTION | 2410 SOUTHLAND DR | CHESTER | VA | 23831 | LEGACY ELECTRICAL LLC | 1533 SWIFTWOOD DR | POWHATAN | VA | 23139
ELE2019-00335 | 752-734-4869 | 8702 BERWICKSHIRE DR | 2019-02-01 | Hold | Residential | Electrical Permit | Other | INSTALL CIRCUIT AND RECEPTACLE FOR NEW JES EQUIP | 250 | JES CONSTRUCTION | 2410 SOUTHLAND DR | CHESTER | VA | 23831 | LEGACY ELECTRICAL LLC | 1533 SWIFTWOOD DR | POWHATAN | VA | 23139
ELE2019-00336 | 769-746-2635 | 6802 PARAGON PL | 2019-02-04 | Issued | Commercial | Electrical Permit | Tenant Upfit - Existing | Wire/install outlets-Relocate lights per plans-tenant upfit-Wire and install lights as per plans | 9000 | PATRIOT COMMERCIAL CONTRACTORS INC | 9406 CHARTER CROSSING DR | MECHANICSVILLE | VA | 23116 | C & L ELECTRIC COMPANY INC | 6500 DICKENS PLACE | RICHMOND | VA | 23230
ELE2019-00337 | 761-745-3004 | 1602 SKIPWITH RD | 2019-02-04 | Issued | Commercial | Electrical Permit | Tenant Upfit - Existing | LOW VOLTAGE CONTROLS TO BE INSTALLED ON HVAC EQUIPMENT | 16428.57 | TAYLOR & PARRISH INC | 710 PERRY ST | RICHMOND | VA | 23224 | AVIS ELECTRIC CO INC | 8434 MEADOWBRIDGE RD | MECHANICSVILLE | VA | 23116
ELE2019-00338 | 764-745-3794 | 7200 GLEN FOREST DR | 2019-02-04 | Issued | Commercial | Electrical Permit | Other | Furnish/install generator-16 circuit transfer switch-connect server room circuits to nex transfer switch-furnish (1) 100 gal propane tank w/generator connection | 15800 | - | - | - | - | - | DAVIS & GREEN INC | PO BOX 35418 | RICHMOND | VA | 23235
ELE2019-00339 | 774-743-5181 | 4909 DICKENS RD | 2019-02-22 | Issued | Commercial | Electrical Permit | Other | Renovate vacant space to new office-new power/lighting per drawings | 28000 | - | - | - | - | - | BAGBY ELECTRIC CO OF VA INC | 11194 LEADBETTER RD | ASHLAND | VA | 23005
ELE2019-00340 | 806-735-6839 | 3111 NEALE ST | 2019-02-01 | Issued | Residential | Electrical Permit | Other | INSTALL CIRCUIT AND RECEPTACLE FOR NEW JES EQUIPMENT | 250 | JES CONSTRUCTION | 2410 SOUTHLAND DR | CHESTER | VA | 23831 | LEGACY ELECTRICAL LLC | 1533 SWIFTWOOD DR | POWHATAN | VA | 23139
ELE2019-00341 | 743-751-6561 | 10226 MAREMONT CT | 2019-02-01 | Finaled | Residential | Electrical Permit | Other | Install 9KW generator and 16 circuit switch. | 5000 | - | - | - | - | - | H O FEILD ELECTRIC CO INC | P.O. BOX 6321 | ASHLAND | VA | 23005
ELE2019-00342 | 758-746-6563 | 1800 RIOHONDO CIR | 2019-02-01 | Finaled | Residential | Electrical Permit | New Service | Install 16kw generator, 150 amp ats, surge | 8000 | - | - | - | - | - | WOODFIN HEATING INC | 1823 N HAMILTON ST | RICHMOND | VA | 23230
ELE2019-00343 | 788-756-7546 | 8306 DADE RD | 2019-02-01 | Inspection | Residential | Electrical Permit | Upgrade Service | service upgrade | 9000 | - | - | - | - | - | WOODFIN HEATING INC | 1823 N HAMILTON ST | RICHMOND | VA | 23230
ELE2019-00344 | 753-750-5592 | 9208 FREESTONE AVE | 2019-02-01 | Issued | Residential | Electrical Permit | New Service | Install 22kw generator | 9500 | - | - | - | - | - | WOODFIN HEATING INC | 1823 N HAMILTON ST | RICHMOND | VA | 23230
ELE2019-00345 | 750-772-9033 | 10703 MABEN TRL | 2019-02-04 | Issued | Residential | Electrical Permit | New Service | wire new dwelling | 7500 | HHHUNT CORPORATION | 117 EDINBURGH SOUTH DR | CARY | NC | 27511 | CR PHILLIPS ELEC CONTRACTORS | 10996 LEADBETTER ROAD | ASHLAND | VA | 23005
ELE2019-00346 | 750-771-8186 | 5200 MABEN BRANCH PL | 2019-02-04 | Issued | Residential | Electrical Permit | New Service | wire new dwelling | 7000 | HHHUNT HOMES RICHMOND | 11237 NUCKOLS ROAD | GLEN ALLEN | VA | 23059 | CR PHILLIPS ELEC CONTRACTORS | 10996 LEADBETTER ROAD | ASHLAND | VA | 23005
ELE2019-00347 | 750-772-2439 | 5109 MABEN HILL RUN | 2019-02-04 | Issued | Residential | Electrical Permit | New Service | wire new dwelling | 7500 | HHHUNT CORPORATION | 117 EDINBURGH SOUTH DR | CARY | NC | 27511 | CR PHILLIPS ELEC CONTRACTORS | 10996 LEADBETTER ROAD | ASHLAND | VA | 23005
ELE2019-00348 | 752-764-6897 | 10806 CANAAN VALLEY CT | 2019-02-04 | Issued | Residential | Electrical Permit | Pool/Spa Service | Wire hot tub. | 800 | - | - | - | - | - | CUMBERLAND ELECTRICAL SERVICES | 178 STRAWBERRY HILL RD | CUMBERLAND | VA | 23040
ELE2019-00349 | 781-772-2433 | 4010 RIVERMERE LN | 2019-02-04 | Issued | Residential | Electrical Permit | New Service | WIRE NEW DWELLING | 7000 | HHHUNT HOMES RICHMOND | 11237 NUCKOLS ROAD | GLEN ALLEN | VA | 23059 | CR PHILLIPS ELEC CONTRACTORS | 10996 LEADBETTER ROAD | ASHLAND | VA | 23005
ELE2019-00350 | 781-772-2531 | 4008 RIVERMERE LN | 2019-02-04 | Issued | Residential | Electrical Permit | New Service | WIRE NEW DWELLING | 7000 | HHHUNT HOMES RICHMOND | 11237 NUCKOLS ROAD | GLEN ALLEN | VA | 23059 | CR PHILLIPS ELEC CONTRACTORS | 10996 LEADBETTER ROAD | ASHLAND | VA | 23005
ELE2019-00351 | 781-772-2628 | 4006 RIVERMERE LN | 2019-02-04 | Issued | Residential | Electrical Permit | New Service | WIRE NEW DWELLING | 7000 | HHHUNT HOMES RICHMOND | 11237 NUCKOLS ROAD | GLEN ALLEN | VA | 23059 | CR PHILLIPS ELEC CONTRACTORS | 10996 LEADBETTER ROAD | ASHLAND | VA | 23005
ELE2019-00352 | 781-772-2626 | 4004 RIVERMERE LN | 2019-02-04 | Issued | Residential | Electrical Permit | New Service | WIRE NEW DWELLING | 7000 | HHHUNT HOMES RICHMOND | 11237 NUCKOLS ROAD | GLEN ALLEN | VA | 23059 | CR PHILLIPS ELEC CONTRACTORS | 10996 LEADBETTER ROAD | ASHLAND | VA | 23005
ELE2019-00353 | 781-772-2724 | 4002 RIVERMERE LN | 2019-02-04 | Issued | Residential | Electrical Permit | New Service | WIRE NEW DWELLING | 7000 | HHHUNT HOMES RICHMOND | 11237 NUCKOLS ROAD | GLEN ALLEN | VA | 23059 | CR PHILLIPS ELEC CONTRACTORS | 10996 LEADBETTER ROAD | ASHLAND | VA | 23005
ELE2019-00354 | 781-772-2821 | 4000 RIVERMERE LN | 2019-02-04 | Issued | Residential | Electrical Permit | New Service | WIRE NEW DWELLING | 7000 | HHHUNT HOMES RICHMOND | 11237 NUCKOLS ROAD | GLEN ALLEN | VA | 23059 | CR PHILLIPS ELEC CONTRACTORS | 10996 LEADBETTER ROAD | ASHLAND | VA | 23005
ELE2019-00355 | 803-708-5524 | 1308 LOCARNO CT | 2019-02-04 | Finaled | Commercial | Electrical Permit | Other | Replace corroded single gang meter base as needed per dominion energy | 675 | - | - | - | - | - | DAVIS & GREEN INC | PO BOX 35418 | RICHMOND | VA | 23235
ELE2019-00356 | 788-757-8295 | 900 IRONINGTON RD | 2019-02-04 | Finaled | Residential | Electrical Permit | Upgrade Service | upgrading service from a 100 amp to 200 amp and relocate meter to side of house | 1000 | - | - | - | - | - | ABB ELECTRICAL LLC | 5007 CANE MILL LN | RICHMOND | VA | 23236
ELE2019-00357 | 780-772-9780 | 10814 PORTER PARK LN | 2019-02-05 | Issued | Residential | Electrical Permit | New Service | Wire new house | 6850 | HHHUNT HOMES RICHMOND | 11237 NUCKOLS ROAD | GLEN ALLEN | VA | 23059 | TRI STAR CONST LLC | 8446 TWIN CEDAR LA | MECHANCSVILLE | VA | 23111
ELE2019-00358 | 747-757-9707 | 10902 GREENAIRE PL | 2019-02-04 | Issued | Residential | Electrical Permit | Other | replace and repair wiring damage by fire, smoke. replace panel box due to smoke damage. | 4000 | PROFESSIONAL RESTORATION SERVICES | 4965 COX RD | GLEN ALLEN | VA | 23060 | EASTERN ELECTRIC | 10434 VIRGINIA RAIL CT | PROVIDENCE FORGE | VA | 23140
ELE2019-00359 | 745-769-4750 | 5062 WILLOWS GREEN RD | 2019-02-04 | Finaled | Residential | Electrical Permit | Other | Finish 3rd floor space, add receptacles, fixtures, and switches. **Work existing, done without permits. | 600 | - | - | - | - | - | LANG | 5062 WILLOWS GREEN RD | HENRICO | VA | 23059
ELE2019-00360 | 741-740-8423 | 401 BONRUTH PL | 2019-02-04 | Issued | Residential | Electrical Permit | Other | Wire for light remodel. add 12 recessed cans to remodeled living room/ family room | 1500 | VIRGINIA TRADITION BUILDERS LLC | 2519 GRENOBLE RD | HENRICO | VA | 23294 | LIBERTY ELECTRICAL COMPANY INC | 3414 W LEIGH STREET | RICHMOND | VA | 23230
ELE2019-00361 | 766-759-4523 | 9421 WILLOW RIDGE DR | 2019-02-04 | Finaled | Residential | Electrical Permit | Other | Install GFCI receptacle in crawl using 14/2 NM. | 450 | - | - | - | - | - | FHG ELECTRIC LLC | 7606 TWIN OAK DR | HENRICO | VA | 23228
ELE2019-00362 | 839-684-7662 | 5001 HUNTER'S MEADOW PL | 2019-02-04 | Issued | Residential | Electrical Permit | New Service | Wire single family dwelling. | 4000 | JERRY A. HOOPER CONSTRUCTION | 314 BEULAH RD. | SANDSTON | VA | 23150 | E&J ELECTRICAL INC | 2880 OLDE BEECH HOLLOW ROAD | CHARLES CITY | VA | 23030
ELE2019-00363 | 816-690-7480 | 7703 LAMPWORTH TER | 2019-02-04 | Issued | Residential | Electrical Permit | New Service | Wire single family dwelling. | 5000 | AUSLAND HOMES INC | 6813 CLUCK LN | HENRICO | VA | 23231 | E&J ELECTRICAL INC | 2880 OLDE BEECH HOLLOW ROAD | CHARLES CITY | VA | 23030
ELE2019-00364 | 749-758-7991 | 3901 WESTERRE PKWY | 2019-02-06 | Issued | Commercial | Electrical Permit | Tenant Upfit - Existing | INSTALL ELECTRICAL WIRING PER DRAWINGS | 36000 | DALLAN CONSTRUCTION INC | 4900 FITZHUGH AVE | RICHMOND | VA | 23230 | BECKSTOFFER-WELSH INC | 2020 SLEDD ST | RICHMOND | VA | 23220
ELE2019-00365 | 739-774-9520 | 5808 BOTTOMLEY PL | 2019-02-04 | Issued | Residential | Electrical Permit | Other | Kitchen renovation - wire for appliance outlets to code, new lighting. | 6500 | - | - | - | - | - | ELECTRICKMAN INC | 1811 WEST LABURNUM AVE. | RICHMOND | VA | 23227
ELE2019-00366 | 773-744-0897 | 5409 FOREST BROOK DR | 2019-02-04 | Finaled | Residential | Electrical Permit | Upgrade Service | Service upgrade | 800 | - | - | - | - | - | DINO'S CONTRACTING SERVICES LLC | 1916 WRENS NEST RD | RICHMOND | VA | 23235
ELE2019-00367 | 747-746-3559.090 | 1503 REGENCY WOODS RD Unit: 103 | 2019-02-04 | Issued | Residential | Electrical Permit | Other | Kitchen renovation - wire appliance outlets to code, new lighting. | 3700 | - | - | - | - | - | ELECTRICKMAN INC | 1811 WEST LABURNUM AVE. | RICHMOND | VA | 23227
ELE2019-00368 | 734-780-5284 | 12401 WYNDHAM WEST DR | 2019-02-12 | Issued | Residential | Electrical Permit | New Service | wire new dwelling | 8250 | BOONE HOMES INC | 129 BROAD STREET RD | MANAKIN SABOT | VA | 23103 | COMMONWEALTH WIRING SOLUTIONS | 12733 OAK LAKE COURT | MIDLOTHIAN | VA | 23112
ELE2019-00369 | 741-772-4332 | 11072 ELLIS MEADOWS LN | 2019-02-05 | Issued | Residential | Electrical Permit | New Service | wire new single family dwelling | 9000 | BRADFORD HOMES INC | PO BOX 3943 | RICHMOND | VA | 23235 | TAYLOR & BARR ELEC CONT | 801 E NINE MILE RD | HENRICO | VA | 23075
ELE2019-00370 | 731-764-2139 | 3500 ORMISTON GROVE CIR | 2019-02-05 | Issued | Residential | Electrical Permit | New Service | wire new house | 20000 | EAGLE CONSTRUCTION OF VA LLC | 2250 OLD BRICK RD | GLEN ALLEN | VA | 23060 | TAYLOR & BARR ELEC CONT | 801 E NINE MILE RD | HENRICO | VA | 23075
ELE2019-00371 | 841-709-4705 | 2874 OLD MEMORIAL DR | 2019-02-05 | Issued | Residential | Electrical Permit | New Service | wire new single family dwelling | 4000 | LIBERTY HOMES INC | 8249 CROWN COLONY PKWY | MECHANICSVILLE | VA | 23116 | TAYLOR & BARR ELEC CONT | 801 E NINE MILE RD | HENRICO | VA | 23075
ELE2019-00372 | 808-686-9084 | 1855 MILL RD | 2019-02-05 | Issued | Residential | Electrical Permit | New Service | wire new single family dwelling | 4000 | LIBERTY HOMES INC | 8249 CROWN COLONY PKWY | MECHANICSVILLE | VA | 23116 | TAYLOR & BARR ELEC CONT | 801 E NINE MILE RD | HENRICO | VA | 23075
ELE2019-00373 | 776-759-3659 | 1910 BRIDGEWATER DR | 2019-02-05 | Finaled | Residential | Electrical Permit | Other | replace existing 200 amp panel | 2717 | - | - | - | - | - | STAR SERVCO INC | 13507 E BOUNDAY RD | MIDLOTHIAN | VA | 23112
ELE2019-00374 | 801-737-9010 | 1915 S BATTERY DR | 2019-02-05 | Issued | Residential | Electrical Permit | Pool/Spa Service | wiring for new pool. No 8 AWG to subpanel @ pool 20' to GFCI breakers for pool equipment. all in conduit where required. | 1000 | TABOR | - | - | - | - | - | - | - | - | -
ELE2019-00375 | 746-774-4854 | 100 EASTSHORE DR | 2019-02-06 | Finaled | Commercial | Electrical Permit | Tenant Upfit - Existing | INSTALL CABLING FOR DATA/COMMUNICATION | 8500 | CAPITAL CONSTRUCTION GROUP INC | 3136 HUGUENOT TRAIL | POWHATAN | VA | 23139 | ACE ELECTRIC COMPANY INC | 5608 GREENDALE ROAD | HENRICO | VA | 23228
ELE2019-00376 | 775-760-8864 | 9705 ANACONDA DR | 2019-02-05 | Inspection | Residential | Electrical Permit | Other | meter box replacement | 500 | - | - | - | - | - | - | - | - | - | -
ELE2019-00377 | 855-711-2589 | 4743 OLD WILLIAMSBURG RD | 2019-02-05 | Issued | Residential | Electrical Permit | New Service | Install natural gas generator with existing service | 3185 | - | - | - | - | - | DAVIS & GREEN INC | PO BOX 35418 | RICHMOND | VA | 23235
ELE2019-00378 | 756-745-8305 | 8509 BENTRIDGE LN | 2019-02-05 | Inspection | Residential | Electrical Permit | Other | install temp power to move existing service to add approx 20 outlets to existing houseto wire little addition to code | 9000 | THE MARCUS GROUP LLC | PO BOX 17971 | RICHMOND | VA | 23226 | SEWARD JR ELEC SERV | 12165 COLEFIELD DR | HANOVER | VA | 23069
ELE2019-00379 | 764-766-8772 | 10516 COURTNEY RD | 2019-02-05 | Inspection | Residential | Electrical Permit | New Service | Install 16 kw generator and 200a transfer switch. @00a service already exists | 2500 | - | - | - | - | - | PRESTIGE ELECTRICAL SOLUTIONS | 19176 WOODSON'S MILL RD. | BEAVERDAM | VA | 23015
ELE2019-00380 | 799-736-6067 | 3807 FENWICK ST | 2019-02-05 | Inspection | Residential | Electrical Permit | Tenant Upfit - New | Wire new addition. | 1000 | - | - | - | - | - | BROWN | 3807 FENWICK ST | HENRICO | VA | 23222
ELE2019-00381 | 746-769-9693 | 913 ALDEN PARKE DR | 2019-02-06 | Issued | Residential | Electrical Permit | New Service | wire for new single family dwelling | 9500 | LEGAULT HOMES LLC | P O BOX 5575 | GLEN ALLEN | VA | 23058 | LIBERTY ELECTRICAL COMPANY INC | 3414 W LEIGH STREET | RICHMOND | VA | 23230
ELE2019-00382 | 816-714-0317 | 4708 WILLIAMSBURG RD | 2019-02-28 | Issued | Commercial | Electrical Permit | Tenant Upfit - Existing | INSTALLATION OF 26 DATA CABLES | 2500 | MAX CONSTRUCTION COMPANY | 316 LEECH AVE | SALTSBURG | PA | 15681 | WACHTER NETWORK SERVICES INC | 16001 W 99TH ST | LENEXA | KS | 66219
ELE2019-00383 | 818-707-5124 | 2901 CHARLES CITY RD | 2019-02-12 | Issued | Commercial | Electrical Permit | Tenant Upfit - Existing | Install new circuits-lights-witches and conduit a shown on elec drawings | 238000 | EMERALD CONSTRUCTION CO | 2219 DABNEY RD | RICHMOND | VA | 23230 | AVIS ELECTRIC CO INC | 8434 MEADOWBRIDGE RD | MECHANICSVILLE | VA | 23116
ELE2019-00384 | 849-706-0950 | 6050 WHITE OAK CREEK DR | 2019-02-06 | Issued | Commercial | Electrical Permit | Other | Disconnect existing wedge barriers-pull new wire in existing conduit to new wedges-install new 30 amp breakers and connect new wiring | 4000 | - | - | - | - | - | THORPE ELECTRICAL SERVICES LLC | 1464 HOCKLEY NECK RD | STVENSVILLE | VA | 23161
ELE2019-00385 | 761-739-4851 | 706 WOODBERRY RD | 2019-02-06 | Finaled | Residential | Electrical Permit | Other | Relocate service. | 2000 | MEREDITH BRANCH LLC | 4208 BROMLEY LN | RICHMOND | VA | 23221 | IRVIN ELECTRIC LLC | 10306 TARLETON DRIVE | MECHANICSVILLE | VA | 23116
ELE2019-00386 | 742-775-1425 | 5536 BARNSLEY TER | 2019-02-13 | Issued | Residential | Electrical Permit | Solar Install | Install flush roof mounted solar pv system size 5.58 kwp dc | 18581 | SIGORA SOLAR LLC | 1222 PARIS ST | CHARLOTTESVILLE | VA | 22903 | SIGORA SOLAR LLC | 200 W 12TH ST BLD F | WAYNESBORO | VA | 22980
ELE2019-00387 | 845-690-0673 | 9200 SUNSET OAK CIR | 2019-02-08 | Issued | Residential | Electrical Permit | New Service | Wire new house**AMEND-2/8/19-include install elec in detached garage** | 7700 | MAIN STREET HOMES | P O BOX 461 | MIDLOTHIAN | VA | 23113 | P & M ELECTRICAL | P O BOX 1806 | MIDLOTHIAN | VA | 23113
ELE2019-00388 | 732-764-9362 | 12191 W BROAD ST | 2019-02-06 | Finaled | Commercial | Electrical Permit | Tenant Upfit - New | Install speaker cable for distributed 70V speaker system-install cat 5 cable to be used for system control-instll 3 conductor microphone cable | 4000 | KBR CORPORATION | 10503-B BRADDOCK ROAD | FAIRFAX | VA | 22032 | SPECTRUM INTEGRATORS | 2171-8 IVY RD | CHARLOTTESVILLE | VA | 22903
ELE2019-00389 | 792-757-5371 | 8312 BROOKFIELD RD | 2019-02-06 | Issued | Residential | Electrical Permit | Other | Install new 20KW 181K BTU generator | 9500 | - | - | - | - | - | BRADLEY MECHANICAL | 7830 COURTHOUSE THREE LN | N CHESTERFIELD | VA | 23237
ELE2019-00390 | 760-742-2508 | 1204 FOXCROFT RD | 2019-02-06 | Issued | Residential | Electrical Permit | Other | Elect. work for master bedroom, bathroom of addition. | 3000 | OWNER-GLEN E WALKER | - | - | - | - | ELECTRICAL SERVICES UNLIMITED | 12103 HANOVER COURTHOUSE RD | HANOVER | VA | 23069
ELE2019-00391 | 755-746-7494 | 8401 PAMELA DR | 2019-02-07 | Finaled | Residential | Electrical Permit | Change of Service | Change service to 200AMP | 1800 | - | - | - | - | - | WEBB ELECTRICAL CO | P O BOX 70866 | HENRICO | VA | 23255
ELE2019-00392 | 783-761-0394 | 1312 PENNSYLVANIA AVE | 2019-02-06 | Inspection | Residential | Electrical Permit | Other | Relocate panel box, add fan and receptacles in bathroom. | 1500 | CMF PROPERTY & LEASING LLC | 12714 BAYHILL DR | CHESTERFIELD | VA | 23836 | CMF PROPERTY & LEASING LLC | 12714 BAYHILL DR | CHESTERFIELD | VA | 23836
ELE2019-00393 | 741-750-4247 | 10708 OLD PRESCOTT RD | 2019-02-13 | Issued | Residential | Electrical Permit | Solar Install | 23 roof mounted modules- grid tied 6.90 kw solar install | 16046.4 | POWER HOME SOLAR INC | 919 N MAIN STREET | MOORESVILLE | NC | 28115 | POWER HOME SOLAR | 919 N MAIN STREET | MOORESVILLE | NC | 28115
ELE2019-00394 | 766-751-2348 | 7814 SHADOWOOD CT | 2019-02-07 | Issued | Commercial | Electrical Permit | Other | wire 2 lights-1 switch- 5 rceptacles in kitchen for counter being built | 500 | GENERAL SERVICES CORPORATION | 2922 HATHAWAY RD | RICHMOND | VA | 23225 | HARRIS ELECTRIC CO OF VA INC | 4910 W CLAY ST | RICHMOND | VA | 23230
ELE2019-00395 | 762-737-1293 | 511 GARDINER RD | 2019-02-07 | Issued | Residential | Electrical Permit | Other | INSTALL 3 CIRCUITS-3 RECEPTACLES FOR NEW JES EQUIPMENT | 600 | JES CONSTRUCTION | 2410 SOUTHLAND DR | CHESTER | VA | 23831 | LEGACY ELECTRICAL LLC | 1533 SWIFTWOOD DR | POWHATAN | VA | 23139
ELE2019-00396 | 747-742-0082 | 9408 LAKELAND PL | 2019-02-07 | Finaled | Residential | Electrical Permit | Other | INSTALL CIRCUIT AND RECEPTACLE FOR NEW JES EQUIPMENT | 250 | JES CONSTRUCTION | 2410 SOUTHLAND DR | CHESTER | VA | 23831 | LEGACY ELECTRICAL LLC | 1533 SWIFTWOOD DR | POWHATAN | VA | 23139
ELE2019-00397 | 752-749-3363 | 9304 RIDGEFIELD RD | 2019-02-07 | Issued | Residential | Electrical Permit | Other | INSTALL 22KW GENERATOR, 200 AMP ATS, SURGE | 9500 | - | - | - | - | - | WOODFIN HEATING INC | 1823 N HAMILTON ST | RICHMOND | VA | 23230
ELE2019-00398 | 772-760-5747 | 9723 STOCKBRIDGE DR | 2019-02-07 | Finaled | Residential | Electrical Permit | Other | WIRE 10KW IN NEW AIR HANDLER, EXISTING 200A SERVICE, OIL TO ELECTRIC HEAT CONVERSION | 800 | - | - | - | - | - | WOODFIN HEATING INC | 1823 N HAMILTON ST | RICHMOND | VA | 23230
ELE2019-00399 | 754-738-8769 | 533 GREENE RIDGE RD | 2019-02-07 | Issued | Residential | Electrical Permit | Other | INSTALL NEW CIRCUIT FOR STEEM HUMIDIFIER IN CRAWL SPACE | 300 | - | - | - | - | - | WOODFIN HEATING INC | 1823 N HAMILTON ST | RICHMOND | VA | 23230
ELE2019-00400 | 785-762-5734 | 828 TAVERN GREEN RD | 2019-02-27 | Issued | Residential | Electrical Permit | Solar Install | (9) roof mounted modules, grid tied 2.70 KW solar installation on existing residence. | 5067.36 | POWER HOME SOLAR INC | 919 N MAIN STREET | MOORESVILLE | NC | 28115 | - | - | - | - | -
ELE2019-00401 | 739-749-8086 | 10839 OLD PRESCOTT RD | 2019-02-07 | Inspection | Residential | Electrical Permit | Other | Add ceiling fan and flood light to sceen in deck. | 950 | DAM FINE CARPENTRY LLC | 3817 TRAYLOR DR | RICHMOND | VA | 23235 | HEDRICK ELECTRIC LLC | 13708 WINSTON TRAIL CIR | ASHLAND | VA | 23005
ELE2019-00402 | 790-751-8510 | 5 EISENHOWER DR | 2019-02-07 | Issued | Residential | Electrical Permit | Other | Wiring for addition, new kitchen, living room, bathroom, HVAC system | 5200 | HALEY BUILDERS INC | 10102 WHITESEL RD | ASHLAND | VA | 23005 | SEABEE CONSTRUCTION LLC | 1950 CARTERSVILLE RD | MINERAL | VA | 23117
ELE2019-00403 | 746-772-2884 | 11343 NUCKOLS RD | 2019-02-08 | Inspection | Commercial | Electrical Permit | Tenant Upfit - Existing | Moving receptacles & adding some to accomodate new cut areas-Removrold lighting-add new fitures-Keep sttion plugs and wiring-all new plugs and switches | 9000 | R A THOMAS CONSTRUCTION INC | 27 FORREST EDGE CT | INDIANAPOLIS | IN | 46227 | - | - | - | - | -
ELE2019-00404 | 739-780-2688 | 12017 DRUMORE WAY | 2019-02-07 | Finaled | Residential | Electrical Permit | Tenant Upfit - Existing | Wire lights and receptacle in thrid floor bathroom. | 1250 | - | - | - | - | - | LOCAL ELECTRIC COMPANY INC | 10458 CAUTHORNE RD | GLEN ALLEN | VA | 23059
ELE2019-00405 | 746-765-7594 | 4504 SADLER GROVE CT | 2019-02-07 | Issued | Residential | Electrical Permit | Other | Wire the third floor and receptacles. | 2000 | - | - | - | - | - | DEMENT ENERGY SERVICES | 8703 GREENFORD DR | HENRICO | VA | 23294
ELE2019-00406 | 742-733-3830 | 508 WELWYN RD | 2019-02-07 | Inspection | Residential | Electrical Permit | Other | wire two bedrooms and 2-1/2 bathrooms and laundry in basement. wire master bedroom and master bath upstairs. wire garage and new indoor and outdoor units upstairs | 4500 | JLC MANAGEMENT INC | 7345 CLARK CIR | MECHANICSVILLE | VA | 23111 | JAMIE'S ELECTRIC | 7211 CHESTNUT CHURCH RD | MECHANICSVILLE | VA | 23116
ELE2019-00407 | 823-728-7660 | 406 LEE AVE | 2019-02-07 | Issued | Residential | Electrical Permit | Addition of Service | installing lights recepticals and switches | 2000 | REMODEL USA INC | 1 SOLUTION WAY SUITE 114 | WAYNESBORO | VA | 22980 | REMODEL USA | 605 HAMPTON PARK BLVD | CAPITOL HEIGHTS | MD | 20743
ELE2019-00408 | 762-744-8877 | 1623 FOSTER RD | 2019-02-07 | Issued | Residential | Electrical Permit | Other | install receptacles vanity light and wire up new bathroom exhaust fan | 1000 | - | - | - | - | - | - | - | - | - | -
ELE2019-00409 | 740-734-9284 | 328 S GASKINS RD | 2019-02-07 | Issued | Residential | Electrical Permit | Tenant Upfit - Existing | Install lights, receptacles, and switches to finished basement. | 2500 | - | - | - | - | - | REMODEL USA | 605 HAMPTON PARK BLVD | CAPITOL HEIGHTS | MD | 20743
ELE2019-00410 | 738-766-3671 | 12272 MANOR CROSSING DR | 2019-02-08 | Issued | Residential | Electrical Permit | New Service | WIRE NEW RESIDENTIAL | 4000 | RYAN HOMES | 7501 BOULDERS VIEW DRIVE | RICHMOND | VA | 23225 | ADAMS ELECTRICAL & SECURITY SYSTEMS | PO BOX 1285 | ASHLAND | VA | 23005
ELE2019-00411 | 751-736-0499 | 311 TARRYTOWN DR | 2019-02-08 | Finaled | Residential | Electrical Permit | Upgrade Service | Upgrade panel from 150 AMPS to 200 AMPS for the install of 2 heat pumps | 1000 | - | - | - | - | - | JAMES RIVER AIR COND | 1905 WESTMORELAND ST | RICHMOND | VA | 23230
ELE2019-00412 | 821-722-9695 | 101 E BEAL ST | 2019-02-08 | Finaled | Residential | Electrical Permit | Upgrade Service | Upgrade service to 200 amp | 1500 | - | - | - | - | - | AMATO | - | - | - | -
ELE2019-00413 | 741-771-2425 | 11519 GREY OAKS ESTATES RUN | 2019-02-08 | Issued | Residential | Electrical Permit | New Service | Wire new single family dwelling. | 9000 | BRADFORD HOMES INC | PO BOX 3943 | RICHMOND | VA | 23235 | TAYLOR & BARR ELEC CONT | 801 E NINE MILE RD | HENRICO | VA | 23075
ELE2019-00414 | 745-761-7339 | 11090 W BROAD ST | 2019-02-11 | Inspection | Commercial | Electrical Permit | Other | Adding photo area-wiring new CSR photo booth-adding subpanel-new lighting & power | 40000 | T D FARRELL CONSTRUCTION | 530 STAGHORN CT | ALPHARETTA | GA | 30004 | WEST END MACHINE & WELDING INC | P O BOX 9444 | HENRICO | VA | 23228
ELE2019-00415 | 816-725-6829 | 5513 JEFFERSON ST | 2019-02-08 | Inspection | Residential | Electrical Permit | Upgrade Service | UPGRADE SERVICE TO 200 AMP - REWIRE DWELLING | 2000 | ARMENGOLT | 9107A NORTH ARCH VILLAGE CT | N CHESTERFIELD | VA | 23236 | INTEGRITY CONTRACTORS INC | 6600 MEADOWBURM DRIVE | RICHMOND | VA | 23234
ELE2019-00416 | 828-715-1543 | 10 RAINES AVE | 2019-02-08 | Inspection | Residential | Electrical Permit | Upgrade Service | UPGRADE SERVICE TO 200 AMPS - REWIRE DWELLING**AMEND-RELOCATE METER BASE-2/20/2019** | 2000 | CONSTRUCTION CRAFTERS | 9107 N ARCH VILLAGE CT | N CHESTERFIELD | VA | 23236 | INTEGRITY CONTRACTORS INC | 6600 MEADOWBURM DRIVE | RICHMOND | VA | 23234
ELE2019-00417 | 756-732-6741 | 8101 CHELLBROOK PL | 2019-02-08 | Issued | Residential | Electrical Permit | Other | Master bath, wire for, fixtures, fan switches, and receptacles. | 4495 | CUSTOM KITCHENS INC | 6412 HORSEPEN RD | RICHMOND | VA | 23226 | J G TAYLOR CORPORATION | 10708 GREEN MOUNT RD | HENRICO | VA | 23238
ELE2019-00418 | 753-768-5492 | 4871 COX RD | 2019-02-11 | Inspection | Commercial | Electrical Permit | Tenant Upfit - Existing | REMODEL SECURITY OFF IN CAP ONE BLDG | 9000 | EDWARD MULLER CONSTRUCTION CO, INC | 304 ROXBURY INDUSTRIAL CENTER | CHARLES CITY | VA | 23030 | BAGBY ELECTRIC CO OF VA INC | 11194 LEADBETTER RD | ASHLAND | VA | 23005
ELE2019-00419 | 755-749-6661 | 8411 BRONWOOD RD | 2019-02-11 | Finaled | Residential | Electrical Permit | Other | wiring screen porch, 4 recess lights, 1 fan, 2 flood lights, 3 receptacles | 600 | DELTA DECK COMPANY LLC | 4859 ST PAULS CHURCH ROAD | GOOCHLAND | VA | 23063 | ATKINS ELECTRIC INC | 14200 GRUB HILL CHURCH RD | AMELIA | VA | 23002
ELE2019-00420 | 860-696-1711 | 4900 DI'S WAY | 2019-02-11 | Issued | Residential | Electrical Permit | New Service | Wire new single family dwelling. | 3200 | KINGSLAND CONST CO | 5201 WILDLIFE RIDGE TRL | QUINTON | VA | 23141 | E&J ELECTRICAL INC | 2880 OLDE BEECH HOLLOW ROAD | CHARLES CITY | VA | 23030
ELE2019-00421 | 819-714-8699 | 4908 ANNLYN DR | 2019-02-11 | Issued | Residential | Electrical Permit | Other | install 2 circuits and 2 receptacles for new JES equipment | 400 | JES CONSTRUCTION | 2410 SOUTHLAND DR | CHESTER | VA | 23831 | LEGACY ELECTRICAL LLC | 1533 SWIFTWOOD DR | POWHATAN | VA | 23139
ELE2019-00422 | 788-766-2031.213 | 900 MASTERS ROW Unit: J | 2019-02-11 | Issued | Residential | Electrical Permit | Other | Wire 240 V circuit to air handler of newly installed 1.5 ton heat pnup and elec water heater | 1000 | - | - | - | - | - | JAMES RIVER AIR COND | 1905 WESTMORELAND ST | RICHMOND | VA | 23230
ELE2019-00423 | 787-752-6025 | 330 LAKESIDE BLVD | 2019-02-11 | Issued | Residential | Electrical Permit | New Service | WIRE NEW DWELLING WITH 200 AMP SERVICE | 3994.05 | STEPHEN THOMAS HOMES | 3601 MAYLAND CT | HENRICO | VA | 23233 | TRIBBLE ELECTRIC INC | 1575 MOUNTAIN RD | GLEN ALLEN | VA | 23060
ELE2019-00425 | 845-689-2693 | 5428 SUNSET OAK WAY | 2019-02-11 | Issued | Residential | Electrical Permit | New Service | install electric in single family | 6800 | MAIN STREET HOMES | PO BOX 461 | MIDLOTHIAN | VA | 23113 | P&M ELECTRIC | P.O. BOX 1806 | MIDLOTHIAN | VA | 23113
ELE2019-00426 | 774-759-2522 | 9501 WOODMAN RD | 2019-02-12 | Issued | Commercial | Electrical Permit | Other | Replace like for like 6 ton gas/elec HVAC rooftop unit-make reconnections | 500 | - | - | - | - | - | MOORE'S ELECTRICAL & MECHANICAL | PO BOX 119 | ALTAVISTA | VA | 24517
ELE2019-00428 | 822-723-5030 | 108 S KALMIA AVE | 2019-02-11 | Inspection | Residential | Electrical Permit | New Service | Install electric in new house. | 4500 | - | - | - | - | - | RHOTEN | 226 N. LINDEN AVE | HIGHLAND SPRINGS | VA | 23075
ELE2019-00429 | 806-714-4840 | 2401 NATIONAL ST | 2019-02-11 | Issued | Residential | Electrical Permit | Upgrade Service | Upgrading service to 200A so VA power can put inderground. Run 2" PVC over to new panel. Pull branch circuits. | 1628 | - | - | - | - | - | BULHELLER ELECTRIC CO | 217 EAST WILLIAMSBURG RD | SANDSTON | VA | 23223
ELE2019-00431 | 777-759-9488 | 9301 HUNGARY OAK DR | 2019-02-12 | Inspection | Commercial | Electrical Permit | Other | BUILD NEW ELEC SERVICE FOR IRRIGATION SYSTEM CONTROL @ SUBDIVISION ENTRANCE | 1500 | - | - | - | - | - | DEDICATED ELECTRICAL INC | 3187 HADENSVILLE FIFE RD | GOOCHLAND | VA | 23063
ELE2019-00432 | 762-737-2379 | 504 CHANDLER CIR | 2019-02-11 | Issued | Residential | Electrical Permit | New Service | Wire New Home | 7950 | HOMECRAFTERS | 2252 RIDGEFIELD GREENWAY | RICHMOND | VA | 23232 | TRI STAR CONST LLC | 8446 TWIN CEDAR LA | MECHANCSVILLE | VA | 23111
ELE2019-00433 | 732-752-4420 | 12000 RIDGEFIELD PKWY | 2019-02-12 | Finaled | Commercial | Electrical Permit | Other | REPLACE EXISTING METRBASE THAT BECAME DAMAGED(EMERGECNY OUTAGE) | 1500 | - | - | - | - | - | WASTON ELECTRICAL | 8235 HERMITAGE RD | HENRICO | VA | 23228
ELE2019-00434 | 738-781-9586 | 12200 DENFORD WAY | 2019-02-11 | Issued | Residential | Electrical Permit | Addition of Service | WIRE FOR NEW PORCH | 1000 | DEEP RUN RENOVATIONS LLC | 3015 HUNTWICK CT | HENRICO | VA | 23233 | DIVERSIFIED ELECTRICAL SERVICES INC | 5420 CARTERSVILLE RD | POWHATAN | VA | 23139
ELE2019-00435 | 744-757-4888 | 11316 HALBROOKE CT | 2019-02-11 | Issued | Residential | Electrical Permit | Addition of Service | WIRE FOR KITCHEN REMODEL & PANTRY | 3560 | DEEP RUN RENOVATIONS LLC | 3015 HUNTWICK CT | HENRICO | VA | 23233 | DIVERSIFIED ELECTRICAL SERVICES INC | 5420 CARTERSVILLE RD | POWHATAN | VA | 23139
ELE2019-00436 | 777-744-8721 | 2812 OAKLAND AVE | 2019-02-11 | Issued | Residential | Electrical Permit | Temporary Power Pole | SET TEMPORARY POLE | 600 | - | - | - | - | - | GREY FOX ELECTRIC LLC | P O BOX 1587 | MIDLOTHIAN | VA | 23113
ELE2019-00437 | 781-743-9353 | 2107 WEDGEWOOD AVE | 2019-02-11 | Finaled | Residential | Electrical Permit | Addition of Service | install wiring for 10k air handler in the crawl space 60amp install wiring for 25amp heat pump install 30amp dryer circuit | 800 | - | - | - | - | - | ANYTHING ELECTRICAL LLC | 9632 WOODSTREAM DR | RICHMOND | VA | 23238
ELE2019-00438 | 812-701-9810 | 3401 NEW PASTURE CT | 2019-02-11 | Issued | Residential | Electrical Permit | New Service | WIRE NEW DWELLING | 5000 | STYLE CRAFT HOMES INC | 6225 LAKESIDE AVE | HENRICO | VA | 23228 | R K NEWMAN | 14224 POST MILL DR | MIDLOTHIAN | VA | 23238
ELE2019-00439 | 813-701-0209 | 3403 NEW PASTURE CT | 2019-02-11 | Issued | Residential | Electrical Permit | New Service | WIRE NEW DWELLING | 5000 | STYLE CRAFT HOMES INC | 6225 LAKESIDE AVE | HENRICO | VA | 23228 | R K NEWMAN | 14224 POST MILL DR | MIDLOTHIAN | VA | 23238
ELE2019-00440 | 813-701-0707 | 3407 NEW PASTURE CT | 2019-02-11 | Issued | Residential | Electrical Permit | New Service | wire new dwelling | 5000 | STYLE CRAFT HOMES INC | 6225 LAKESIDE AVE | HENRICO | VA | 23228 | R K NEWMAN | 14224 POST MILL DR | MIDLOTHIAN | VA | 23238
ELE2019-00441 | 813-701-0408 | 3405 NEW PASTURE CT | 2019-02-11 | Issued | Residential | Electrical Permit | New Service | WIRE NEW DWELLING | 5000 | STYLE CRAFT HOMES INC | 6225 LAKESIDE AVE | HENRICO | VA | 23228 | R K NEWMAN | 14224 POST MILL DR | MIDLOTHIAN | VA | 23238
ELE2019-00442 | 758-736-6986 | 7104 HILLSDALE DR | 2019-02-12 | Issued | Residential | Electrical Permit | Other | wire outlets and lights on new back porch | 3800 | APPICH CONSTRUCTION | 14321 WINTER RIDGE LN | MIDLOTHIAN | VA | 23113 | DOUGLAS L GILL INC | 3931 CASTLE ROCK RD | MIDLOTHIAN | VA | 23112
ELE2019-00443 | 758-736-6986 | 7104 HILLSDALE DR | 2019-02-12 | Issued | Residential | Electrical Permit | Other | WIRE POOL PER CODE | 4500 | EXQUISITE POOLS INC | 17099 CHISHOLM TRAIL | ROCKVILLE | VA | 23146 | DOUGLAS L GILL INC | 3931 CASTLE ROCK RD | MIDLOTHIAN | VA | 23112
ELE2019-00444 | 737-766-1949 | 12224 ELNORA LN | 2019-02-12 | Issued | Residential | Electrical Permit | New Service | WIRE NEW DWELLING | 2800 | RYAN HOMES | 7501 BOULDERS VIEW DRIVE | RICHMOND | VA | 23225 | ADAMS ELECTRICAL & SECURITY SYSTEMS | PO BOX 1285 | ASHLAND | VA | 23005
ELE2019-00445 | 737-766-2004 | 12224 PAXTON GLEN TER | 2019-02-12 | Issued | Residential | Electrical Permit | New Service | WIRE NEW DWELLING | 2800 | RYAN HOMES | 7501 BOULDERS VIEW DRIVE | RICHMOND | VA | 23225 | ADAMS ELECTRICAL & SECURITY SYSTEMS | PO BOX 1285 | ASHLAND | VA | 23005
ELE2019-00446 | 737-765-3379 | 4527 PAXTON GLEN CT | 2019-02-12 | Issued | Residential | Electrical Permit | New Service | WIRE NEW DWELLING | 2600 | RYAN HOMES | 7501 BOULDERS VIEW DRIVE | RICHMOND | VA | 23225 | ADAMS ELECTRICAL & SECURITY SYSTEMS | PO BOX 1285 | ASHLAND | VA | 23005
ELE2019-00447 | 740-737-8990 | 9805 RIVER RD | 2019-02-12 | Issued | Residential | Electrical Permit | Other | PROVIDE/INSTALL GENERATOR UPGRADE SERVICE TO 200 AMPS | 10640 | - | - | - | - | - | DAVIS & GREEN INC | PO BOX 35418 | RICHMOND | VA | 23235
ELE2019-00448 | 755-738-0016 | 505 OLD PROVIDENCE CIR | 2019-02-12 | Issued | Residential | Electrical Permit | Other | PROVIDE/INSTALL 22 KW GENERATOR | 7500 | - | - | - | - | - | DAVIS & GREEN INC | PO BOX 35418 | RICHMOND | VA | 23235
ELE2019-00449 | 751-774-4350 | 4915 TURNER RIDGE CT | 2019-02-12 | Inspection | Residential | Electrical Permit | Tenant Upfit - Existing | Install ceiling fan, (2) switches, receptacle. | 785 | - | - | - | - | - | ACCENT ELECTRIC INC | 10118 DEEPWOOD CIR | HENRICO | VA | 23238
ELE2019-00450 | 762-756-9480 | 4904 FINNEGAN CT | 2019-02-12 | Inspection | Residential | Electrical Permit | New Service | Replace fixtures due to fire damage | 1000 | PROPERTY LOSS SPECIALISTS LLC | 45D BUSINESS PARK DR | RUCKERSVILLE | VA | 22968 | HARRIS ELECTRIC CO OF VA INC | 4910 W CLAY ST | RICHMOND | VA | 23230
ELE2019-00451 | 815-712-2943 | 4740 EUBANK RD | 2019-02-13 | Issued | Commercial | Electrical Permit | Other | LOW VOLTAGE-Install conduit-cable-cameras-intercoms-motion sensors and card readers | 164254.21 | PEAKLOGIX INC | 14409 JUSTICE RD | MIDLOTHIAN | VA | 23113 | G4S SECURE INTEGRATION LLC | 1200 LANDMARK CENTER | OMAHA | NE | 68102
ELE2019-00452 | 820-690-2504 | 7740 JARWIN LN | 2019-02-12 | Inspection | Residential | Electrical Permit | New Service | Wire New SFD | 8000 | J W SULLIVAN CONSTRUCTION INC | 14112 SPRUCE AVE | CHESTER | VA | 23836 | WILSON ELECTRIC INC | 6700 WEST QUAKER ROAD | DISPUTANTA | VA | 23842
ELE2019-00453 | 758-740-1813 | 1003 FOREST AVE | 2019-02-12 | Issued | Residential | Electrical Permit | New Service | Install 22 kw generator, 200 amp ats, surge | 9500 | - | - | - | - | - | WOODFIN HEATING INC | 1823 N HAMILTON ST | RICHMOND | VA | 23230
ELE2019-00454 | 761-737-6466 | 505 RIDGE TOP RD | 2019-02-12 | Issued | Residential | Electrical Permit | Other | Install 20KW generator to a 200 AMP ATS | 5000 | - | - | - | - | - | MASTER ELECTRICAL SERVICES LLC | 1735 ARLINGTON RD | RICHMOND | VA | 23230
ELE2019-00455 | 756-755-6553 | 2304 HICKORY CREEK DR | 2019-02-13 | Inspection | Commercial | Electrical Permit | Other | rewire/add receptacles & switches in living room & dining room/kitchen | 3000 | CAMP CONSTRUCTION SERVICES | 15139 POST OAK RD | HOUSTON | TX | 77053 | A POWER ELECTRIC INC | 8770 BRAYS FORK DR | GLEN ALLEN | VA | 23060
ELE2019-00456 | 746-754-1933 | 10040 STONEMILL RD | 2019-02-12 | Finaled | Residential | Electrical Permit | Addition of Service | RUN #6 ALUM, #6 COPPER FROM PANEL TO HOT TUB. INSTALL 1-60AMP DISCONNECT | 1200 | - | - | - | - | - | ELECTRIC SOLUTIONS OF RICHMOND LLC | 7611 SUNNY BANK DR | HENRICO | VA | 23228
ELE2019-00457 | 771-738-5087 | 1506 LAKE AVE | 2019-02-12 | Issued | Residential | Electrical Permit | Other | WIRE 5 RECESS CANS-LOW VOLTAGE LIGHTING & 5 RECEPTACLES | 2450 | - | - | - | - | - | M W BUTLER | 8420 MEADOWBRIDGE RD | MECHANICSVILLE | VA | 23111
ELE2019-00458 | 757-763-7109 | 9207 PACKARD CT | 2019-02-12 | Issued | Residential | Electrical Permit | Other | REPLACE 200 AMP PANEL BOX-LIKE FOR LIKE | 1000 | - | - | - | - | - | JAMES RIVER AIR COND | 1905 WESTMORELAND ST | RICHMOND | VA | 23230
ELE2019-00459 | 736-731-5563 | 6 LORRAINE STATION RD | 2019-02-12 | Issued | Residential | Electrical Permit | New Service | Wire a barn conversion to an addition | 9400 | BERG BUILDING CORPORATION | 1 HUNTLEY RD | RICHMOND | VA | 23226 | D COLLINS ELECTRIC | PO BOX 4303 | GLEN ALLEN | VA | 23058
ELE2019-00460 | 760-758-6799 | 3910 FORESTFORD RD | 2019-02-12 | Issued | Residential | Electrical Permit | Change of Service | Service upgrade to 200A. | 1500 | - | - | - | - | - | LOPEZ | 3910 FORESTFORD RD | HENRICO | VA | 23294
ELE2019-00461 | 768-747-0824 | 5416 GLENSIDE DR | 2019-02-13 | Issued | Commercial | Electrical Permit | New Service | Complete work begun under # ele2018-00953 | 380000 | THOMAS BUILDERS | 855 W WILSON ST | NIOTA | TN | 37826 | THOMAS BUILDERS INC | 855 W WILSON ST | NIOTA | TN | 37826
ELE2019-00462 | 754-745-0612 | 1529 N PARHAM RD | 2019-02-13 | Inspection | Commercial | Electrical Permit | Other | electrical connections of drive thru canopy-dual canopy | 2500 | EAST COAST COMMERCIAL CONST | 29250 THREE NOTCH RD | MECHANICSVILLE | MD | 20659 | A & G ELECTRIC | 27236 THREE NOTCH RD | MECHANICSVILLE | VA | 20659
ELE2019-00463 | 753-743-9242 | 1370 N PARHAM RD | 2019-02-13 | Inspection | Commercial | Electrical Permit | Tenant Upfit - Existing | INSTALL LIGHTING AND POWER PER PLANS | 90000 | FRONTIER BUILDING CORP | 1801 SW 3RD AVE # 500 | MIAMI | FL | 33129 | S W MILLS ELECTRICAL INC | 10411 DOW GIL ROAD | ASHLAND | VA | 23005
ELE2019-00464 | 763-739-1375 | 7035 THREE CHOPT RD | 2019-02-13 | Issued | Commercial | Electrical Permit | New Service | INSTALLATION OF LOW VOLTAGE CAT 5E CMP DATA CABLING | 24062 | KBS INC | 8050 KIMWAY DR | HENRICO | VA | 23228 | AMPHENOL | 3221 CHERRY PALM DR | TAMPA | FL | 33619
ELE2019-00465 | 799-709-9403 | 813 MCCOUL ST | 2019-02-13 | Issued | Residential | Electrical Permit | Upgrade Service | Relocate meter base, upgrade service to 200A. Rewire range & dryer. | 2000 | - | - | - | - | - | WHITE OAK ELECTRICAL | 7680 ELKO RD | SANDSTON | VA | 23150
ELE2019-00466 | 849-701-2260 | 6260 TECHNOLOGY BLVD | 2019-02-13 | Issued | Commercial | Electrical Permit | New Service | construction of new data center | 87543579 | DPR CONSTRUCTION | 5500 COX ROAD | GLEN ALLEN | VA | 23060 | MILLER-LIGHTHOUSE LLC | 5370 S. LABURNUM AVE | HENRICO | VA | 23231
ELE2019-00467 | 851-710-1474 | 205 COVEY RD | 2019-02-13 | Issued | Residential | Electrical Permit | New Service | Install 22kw generator, 200 amp ats, surge | 9500 | - | - | - | - | - | WOODFIN HEATING INC | 1823 N HAMILTON ST | RICHMOND | VA | 23230
ELE2019-00469 | 772-755-6062 | 8616 ACKLEY AVE | 2019-02-13 | Inspection | Residential | Electrical Permit | New Service | wire new house | 6000 | RIDGE HOMES LLC | 5319 WYTHE AVE | HENRICO | VA | 23226 | ELLIS POWER CO | 16315 POUNCEY TRACT RD | ROCKVILLE | VA | 23146
ELE2019-00470 | 766-748-7683 | 7308 FOUNTAIN AVE | 2019-02-13 | Inspection | Residential | Electrical Permit | New Service | Wire new house | 6000 | RIDGE HOMES LLC | 5319 WYTHE AVE | HENRICO | VA | 23226 | ELLIS POWER CO | 16315 POUNCEY TRACT RD | ROCKVILLE | VA | 23146
ELE2019-00471 | 750-762-6515 | 4201 RIVERDALE AVE | 2019-02-13 | Issued | Residential | Electrical Permit | Upgrade Service | Service upgrade | 2000 | - | - | - | - | - | ELLIS POWER CO | 16315 POUNCEY TRACT RD | ROCKVILLE | VA | 23146
ELE2019-00472 | 741-771-1302 | 11608 ESTES ANDERSON WAY | 2019-02-14 | Issued | Residential | Electrical Permit | Addition of Service | Finish 3rd floor. | 2000 | BRADFORD HOMES INC | PO BOX 3943 | RICHMOND | VA | 23235 | TAYLOR & BARR ELEC CONT | 801 E NINE MILE RD | HENRICO | VA | 23075
ELE2019-00473 | 807-715-0855 | 4707 EANES LN | 2019-02-14 | Issued | Residential | Electrical Permit | New Service | Wire new single family dwelling. | 4000 | LIBERTY HOMES INC | 8249 CROWN COLONY PKWY | MECHANICSVILLE | VA | 23116 | TAYLOR & BARR ELEC CONT | 801 E NINE MILE RD | HENRICO | VA | 23075
ELE2019-00474 | 758-735-5022 | 105 WESTHAM PKWY | 2019-02-14 | Issued | Residential | Electrical Permit | Addition of Service | Wire addition. | 7000 | CHANDLER CONSTRUCTION | 1100 WELBORNE DR, STE 101 | RICHMOND | VA | 23229 | TAYLOR & BARR ELEC CONT | 801 E NINE MILE RD | HENRICO | VA | 23075
ELE2019-00475 | 782-744-4126 | 5312 BLOOMINGDALE AVE | 2019-02-13 | Inspection | Residential | Electrical Permit | Upgrade Service | Service upgrade 100-200 amps | 1000 | - | - | - | - | - | J R J BUILDING CONTRACTORS INC | 5219 GRAYMOSS RD | RICHMOND | VA | 23234
ELE2019-00476 | 747-769-3658 | 5110 ALDEN PARKE CIR | 2019-02-13 | Issued | Residential | Electrical Permit | New Service | Wire New Dwelling | 2500 | ROYAL DOMINION HOMES | 11357 NUCKOLS RD | GLEN ALLEN | VA | 23059 | SUPERIOR ELECTRICAL SERVICES | 300 DEFENSE AVE | SANDSTON | VA | 23150
ELE2019-00477 | 733-745-8147 | 1900 LAUDERDALE DR | 2019-02-15 | Issued | Commercial | Electrical Permit | Other | INSTALL LOW VOLTAGE WIRING FOR AC CONTROLS | 105997 | - | - | - | - | - | COLONIAL WEBB CONTRACTORS | 2820 ACKLEY AVE | HENRICO | VA | 23228
ELE2019-00478 | 753-751-6359 | 9309 OVERHILL RD | 2019-02-14 | Issued | Residential | Electrical Permit | Other | INSTALL CIRCUIT & RECEPTACLE FOR NEW JES EQUIPMENT | 250 | JES CONSTRUCTION | 2410 SOUTHLAND DR | CHESTER | VA | 23831 | LEGACY ELECTRICAL LLC | 1533 SWIFTWOOD DR | POWHATAN | VA | 23139
ELE2019-00479 | 738-769-7141 | 14399 NORTH GAYTON RD | 2019-02-15 | Issued | Commercial | Electrical Permit | New Service | Install new elec service to a 3-story assisted living facility-include lights-receptacles-backup generator & kitchen equipment | 2150000 | KBS INC | 8050 KIMWAY DR | HENRICO | VA | 23228 | M & E CONTRATORS | 9001 HERMITAGE RD | RICHMOND | VA | 23228
ELE2019-00480 | 773-749-7004 | 7115 STAPLES MILL RD | 2019-02-25 | Issued | Commercial | Electrical Permit | Other | SERVICE RELOCATION/LANDLORD WORK FOR FUTURE TENANT | 7000 | BLAKE CONTRACTING LLC | 1506 WEBSTER ST | RICHMOND | VA | 23220 | PROXIMITYIP | 1318 E CARY ST 2 B | RICHMOND | VA | 23219
ELE2019-00481 | 836-702-3616 | 6550 LA FRANCE RD | 2019-02-15 | Issued | Commercial | Electrical Permit | Other | INSTALL 400 AMP 120/240 VO;T SERVICE TO FEED TRAILER | 16300 | MODULAR SOLUTIONS INC | PO BOX 6115 | KINSTON | NC | 28501 | US ELECTRIC CO INC | 6914 STAPLES MILL | RICHMOND | VA | 23228
ELE2019-00482 | 760-760-5086 | 4402 WEST END DR | 2019-02-14 | Inspection | Residential | Electrical Permit | Other | Install outlats and lights in 10X 20 addition. | 500 | - | - | - | - | - | ADIL & SAKINA LOUZGANI | - | - | - | -
ELE2019-00483 | 762-753-9614 | 8047 W BROAD ST | 2019-02-15 | Finaled | Commercial | Electrical Permit | Other | Install new Dominion CT cabinet, service masts-pull new conductors from panel to service masts for existing service | 5000 | - | - | - | - | - | B & B BUILDING SYSTEMS INC | 9982 LICKINGHOLE RD | ASHLAND | VA | 23005
ELE2019-00484 | 760-750-0746 | 2512 ARRINGTON RD | 2019-02-14 | Finaled | Residential | Electrical Permit | Upgrade Service | Service upgrade | 1500 | - | - | - | - | - | SS ELECTRICAL SOLUTIONS LLC | 11610 BUSY ST | CHESTERFIELD | VA | 23235
ELE2019-00485 | 743-734-6796 | 203 S ERLWOOD CT | 2019-02-14 | Issued | Residential | Electrical Permit | Other | Wire for kitchen remodel. | 4500 | - | - | - | - | - | DIVERSIFIED ELECTRICAL SERVICES INC | 5420 CARTERSVILLE RD | POWHATAN | VA | 23139
ELE2019-00486 | 813-677-6283 | 9101 VARINA RD | 2019-02-20 | Hold | Residential | Electrical Permit | Other | 14KW GROUND SOLAR GROUND MOUNT-GRID TIED | 31200 | - | - | - | - | - | PCL ELECTRIC LLC | 253 TRANQUILITY DR | RUTHER GLEN | VA | 22546
ELE2019-00487 | 771-749-5794 | 4117 BREMNER BLVD | 2019-02-15 | Finaled | Residential | Electrical Permit | New Service | Re-wire kitchen | 750 | RA ENTERPRISES LLC | 9961 DURYEA DR | RICHMOND | VA | 23235 | 6K ELECTRIC LLC | 135 TRICE RD | BUMPASS | VA | 23024
ELE2019-00488 | 741-781-3996 | 12008 ENGLISH IVY LN | 2019-02-15 | Inspection | Residential | Electrical Permit | Addition of Service | wire kitchen remodel | 2200 | RIVERSIDE BUILDERS | 14413 CLEARCREEK PL | COLOMIAL HEIGHTS | VA | 23834 | AMELIA ELECTRICAL INC | 10301 S GENITO RD | AMELIA | VA | 23002
ELE2019-00489 | 771-736-2305.061 | 5225 MONUMENT AVE Unit: 2C | 2019-02-20 | Inspection | Commercial | Electrical Permit | Tenant Upfit - Existing | replace existing recess w/LED-add recess in den/dining/master | 7000 | AFFORDABLE BUILDING CO | 1000 TURKEY RIDGE DR | MOSELEY | VA | 23120 | MASON ELECTRIC | 8820 WINTERPOCK RD | CHESTERFIELD | VA | 23232
ELE2019-00490 | 757-734-9881 | 7202 PINETREE RD | 2019-02-15 | Finaled | Residential | Electrical Permit | Other | ELECTRICAL OUTLETS AND CEILING LIGHT FOR GARAGE ADITION | 100 | CRAWFORD RICHMOND | 7202 PINETREE ROAD | RICHMOND | VA | 23229 | CRAWFORD RICHMOND L & TERRI B TRUST | - | - | - | -
ELE2019-00491 | 833-719-5389 | 3132 CHARTWOOD DR | 2019-02-15 | Issued | Residential | Electrical Permit | Other | wire 22KW generator w/200A ATS | 2450 | - | - | - | - | - | M W BUTLER | 8420 MEADOWBRIDGE RD | MECHANICSVILLE | VA | 23111
ELE2019-00492 | 775-752-0973 | 8008 HERMITAGE RD | 2019-02-15 | Issued | Residential | Electrical Permit | Other | Rewiring of whole housse due to fire water damage. Install a 200AMP Panel and meter. | 8000 | - | - | - | - | - | RYAN ELECTRIC | 7306 PORT SIDE DR | MIDLOTHIAN | VA | 23112
ELE2019-00493 | 750-771-5978 | 5207 MABEN BRANCH PL | 2019-02-15 | Issued | Residential | Electrical Permit | New Service | WIRE NEW DWELLING | 7500 | HHHUNT HOMES RICHMOND | 11237 NUCKOLS ROAD | GLEN ALLEN | VA | 23059 | CR PHILLIPS ELEC CONTRACTORS | 10996 LEADBETTER ROAD | ASHLAND | VA | 23005
ELE2019-00494 | 825-691-0183 | 6964 BOLELYN DR | 2019-02-15 | Issued | Residential | Electrical Permit | New Service | WIRE NEW DWELLING | 6500 | EASTWOOD HOMES OF RICHMOND LLC | 2857 WESTPORT RD | CHARLOTTE | NC | 28208 | CR PHILLIPS ELEC CONTRACTORS | 10996 LEADBETTER ROAD | ASHLAND | VA | 23005
ELE2019-00495 | 844-712-6524 | 5560 WENDY LN | 2019-02-15 | Inspection | Residential | Electrical Permit | Other | new branch circuit to oven, cook top, microwave | 800 | - | - | - | - | - | BLACK JACK ELECTRIC | 4301 STEBBINS ST | CHESTER | VA | 23831
ELE2019-00496 | 776-743-5496 | 2923 OAKLAND AVE | 2019-02-15 | Inspection | Residential | Electrical Permit | Other | Install 22KW generator. | 2500 | - | - | - | - | - | MADDOX AIR & ELECTRICAL INC | 1110 MCCONVILLE RD | LYNCHBURG | VA | 24502
ELE2019-00497 | 754-739-2074 | 8506 RIVERMONT DR | 2019-02-15 | Finaled | Residential | Electrical Permit | Other | 2 GFCI Outlets on 2 20 amp breakers installed for safe dri sump pump | 200 | - | - | - | - | - | HOGAN | - | - | - | -
ELE2019-00498 | 755-732-8498 | 7 GLENBROOKE CIR E | 2019-02-15 | Issued | Residential | Electrical Permit | Pool/Spa Service | wire for one pool pump, two pool lights, one auto cover | 4600 | ULTIMATE POOLS INC | 2175 LANIER LN | ROCKVILLE | VA | 23146 | LOCAL ELECTRIC COMPANY INC | 10458 CAUTHORNE RD | GLEN ALLEN | VA | 23059
ELE2019-00499 | 760-732-1936 | 200 PANORAMA DR | 2019-02-15 | Issued | Residential | Electrical Permit | Other | Wire porch addition | 3500 | - | - | - | - | - | DAVIS & GREEN INC | PO BOX 35418 | RICHMOND | VA | 23235
ELE2019-00500 | 791-751-1547 | 101 ST LO DR | 2019-02-15 | Issued | Residential | Electrical Permit | Upgrade Service | Service upgrade. Install water heater | 2500 | - | - | - | - | - | OWNER | - | - | - | -
ELE2019-00501 | 731-764-7048 | 345 PURBROOK LN | 2019-02-21 | Issued | Commercial | Electrical Permit | Other | install 200AMP meter for future site lighting | 2500 | ME NUCKIOLS | - | - | - | - | EXCEL ELECTRIC | 10193 MAPLE LEAF CT | ASHLAND | VA | 23005
ELE2019-00502 | 744-750-3447 | 2005 WINDBLUFF CT | 2019-02-19 | Issued | Residential | Electrical Permit | New Service | Basement remodel | 4300 | - | - | - | - | - | RALPH P. SHAW ELECTRICAL SERV. INC | P O BOX 11535 | RICHMOND | VA | 23230
ELE2019-00503 | 788-753-8148 | 5907 RIDGE RD | 2019-02-19 | Inspection | Residential | Electrical Permit | Other | Replace existing 299AMP panel with new 200 200AMP panel. | 1250 | - | - | - | - | - | DAVID S WILLIAMS ELECTRICAL CONST | 8307 HOOD DR | RICHMOND | VA | 23227
ELE2019-00504 | 735-781-5524 | 12733 ELLINGTON WOODS PL | 2019-02-19 | Issued | Residential | Electrical Permit | New Service | WIRE NEW DWELLING | 9500 | BOONE HOMES INC | 129 BROAD STREET RD | MANAKIN SABOT | VA | 23103 | COMMONWEALTH WIRING SOLUTIONS | 12733 OAK LAKE COURT | MIDLOTHIAN | VA | 23112
ELE2019-00505 | 753-739-7977 | 8602 RIDGE RD | 2019-02-19 | Issued | Residential | Electrical Permit | New Service | Install 22 kw generarator, ats, surge | 9500 | - | - | - | - | - | WOODFIN HEATING INC | 1823 N HAMILTON ST | RICHMOND | VA | 23230
ELE2019-00506 | 741-748-6436 | 1910 WINDINGRIDGE DR | 2019-02-19 | Issued | Residential | Electrical Permit | Other | Wire for new deck and padio. | 2500 | VIRGINIA TRADITION BUILDERS LLC | 2519 GRENOBLE RD | HENRICO | VA | 23294 | LIBERTY ELECTRICAL COMPANY INC | 3414 W LEIGH STREET | RICHMOND | VA | 23230
ELE2019-00507 | 789-745-6968 | 760 WINDOMERE AVE | 2019-02-19 | Issued | Residential | Electrical Permit | Other | meter base replacement | 270 | US ELECTRIC | - | - | - | - | - | - | - | - | -
ELE2019-00508 | 777-764-9922 | 3912 HOUZE TER | 2019-02-27 | Issued | Residential | Electrical Permit | Solar Install | Installing flush roof mounted solar system size 5.27 kwp dc | 20158 | SIGORA SOLAR LLC | 1222 HARRIS ST | CHARLOTTESVILLE | VA | 22903 | SIGORA SOLAR LLC | 200 W 12TH ST BLD F | WAYNESBORO | VA | 22980
ELE2019-00509 | 853-682-4367 | 6308 COOKES FARM DR | 2019-02-19 | Inspection | Residential | Electrical Permit | Other | Wire inground pool equipment. | 1000 | BILLY'S POOL SERVICE | 6 WHITE PINE CT | AYLETT | VA | 23009 | LIGHT EM UP ELECTRICAL LLC | PO BOX 526 | QUINTON | VA | 23141
ELE2019-00510 | 755-738-2364 | 600 WESTHAM WOODS DR | 2019-02-19 | Issued | Residential | Electrical Permit | Other | Wire kitchen new outlets, fixtures, appliance. Wire bath, for 20A, 120V GFI circuit, Wire for two lights. | 7930 | CUSTOM KITCHENS INC | 6412 HORSEPEN RD | RICHMOND | VA | 23226 | JOHN G TAYLOR CORP ELECTRICAL CONT | 10708 GREEN MOUNT RD | HENRICO | VA | 23238
ELE2019-00511 | 750-744-0582 | 9216 SKYLARK DR | 2019-02-27 | Issued | Residential | Electrical Permit | Solar Install | Install flush roof mounted solar pv system-size 5.58 kwp dc | 20590 | SIGORA SOLAR LLC | 1222 HARRIS ST | CHARLOTTESVILLE | VA | 22903 | SIGORA SOLAR LLC | 200 W 12TH ST BLD F | WAYNESBORO | VA | 22980
ELE2019-00512 | 739-757-6791 | 11712 COOLWIND LN | 2019-02-19 | Issued | Residential | Electrical Permit | Tenant Upfit - Existing | Wire for kitchen remodel. | 1800 | - | - | - | - | - | DIVERSIFIED ELECTRICAL SERVICES INC | 5420 CARTERSVILLE RD | POWHATAN | VA | 23139
ELE2019-00513 | 817-720-2092 | 4300 OAKLEYS LN | 2019-02-19 | Issued | Residential | Electrical Permit | Other | Installing 200AMP service , adding lights, receptacales. | 7000 | - | - | - | - | - | S J RYAN ELECTRICAL | 7306 PORT SIDE DR | MIDLOTHIAN | VA | 23112
ELE2019-00514 | 760-732-6413 | 199 PANORAMA DR | 2019-02-20 | Issued | Residential | Electrical Permit | Other | Wire addition and remodel | 10000 | - | - | - | - | - | TAYLOR & BARR ELEC CONT | 801 E NINE MILE RD | HENRICO | VA | 23075
ELE2019-00515 | 759-736-2446 | 7000 LAKEWOOD DR | 2019-02-20 | Issued | Residential | Electrical Permit | Addition of Service | Relocate meter, add sub feeder panel, kitchen & powder room renovation. | 13120 | CLASSIC KITCHENS OF VA, INC | 12535 PATTERSON AVE. | RICHMOND | VA | 23238 | ELECTRICKMAN INC | 1811 WEST LABURNUM AVE. | RICHMOND | VA | 23227
ELE2019-00516 | 781-772-2278 | 10830 PORTER PARK LN | 2019-02-20 | Issued | Residential | Electrical Permit | New Service | wire new single family dwelling | 8000 | - | - | - | - | - | TAYLOR & BARR ELEC CONT | 801 E NINE MILE RD | HENRICO | VA | 23075
ELE2019-00517 | 741-771-3740 | 11527 GREY OAKS ESTATES RUN | 2019-02-20 | Issued | Residential | Electrical Permit | New Service | wire new single family dwelling | 9500 | - | - | - | - | - | - | - | - | - | -
ELE2019-00518 | 759-759-0916 | 9207 CHUMLEY LN | 2019-02-20 | Inspection | Residential | Electrical Permit | Tenant Upfit - New | Add receptacles, switches, and fixtures for new addition. | 1500 | - | - | - | - | - | - | - | - | - | -
ELE2019-00519 | 761-745-3004 | 7607 FOREST AVE | 2019-02-21 | Issued | Commercial | Electrical Permit | Tenant Upfit - Existing | Tenant build out-wire electrical outlets-lights & panel per plans | 130000 | RGI GENERAL CONTRACTORS INC | 3805 GASKINS RD | HENRICO | VA | 23233 | C & L ELECTRIC COMPANY INC | 6500 DICKENS PLACE | RICHMOND | VA | 23230
ELE2019-00520 | 780-758-1609 | 1636 E PARHAM RD | 2019-02-28 | Issued | Commercial | Electrical Permit | Tenant Upfit - Existing | 18-new low bay fixtures-4 receptacles-2 switches-4 exits-2 egress lgts-relocate panel | 8800 | COMMONWEALTH BUILDING SERVICES INC | 11091 CARTERS VALLEY TERRACE | CHESTERFIELD | VA | 23838 | METRO ELECTRIC INC | 6407 MALLORY DR | RICHMOND | VA | 23226
ELE2019-00521 | 771-737-6143 | 5315 LEE AVE | 2019-02-20 | Issued | Residential | Electrical Permit | Other | Install receptacles, switches, and fixtures to porch, bedroom addition, and hallway. | 1500 | - | - | - | - | - | WYRICK | 5315 LEE AVE | HENRICO | VA | 23226
ELE2019-00522 | 765-777-8837 | 11495 WOOD BROOK CT | 2019-02-20 | Issued | Residential | Electrical Permit | New Service | Rebuild deck and wire shed roof addition | 1500 | - | - | - | - | - | OWNER | - | - | - | -
ELE2019-00523 | 743-750-5251 | 10303 ASHCREST PL | 2019-02-20 | Issued | Residential | Electrical Permit | Other | WIRE AND INSTALL GENERATOR INTERLOCK KIT, INLET BOX, 30 AMP BREAKER AND 35' CORD | 1003.22 | - | - | - | - | - | DAVIS & GREEN INC | PO BOX 35418 | RICHMOND | VA | 23235
ELE2019-00524 | 740-743-6043 | 1501 WILLINGHAM RD | 2019-02-20 | Canceled | Residential | Electrical Permit | Other | FURNISH AND INSTALL 22KW GENERATOR | 8985 | - | - | - | - | - | DAVIS & GREEN INC | PO BOX 35418 | RICHMOND | VA | 23235
ELE2019-00525 | 803-729-3320 | 2804 SEIBEL RD | 2019-02-20 | Inspection | Residential | Electrical Permit | Upgrade Service | upgrade service from 100 to 200 amp | 1500 | - | - | - | - | - | D AND D WIRING INC | 12424 IVYTREE TER | CHESTER | VA | 23831
ELE2019-00526 | 762-774-5118.183 | 314 SIENA LN | 2019-02-20 | Finaled | Residential | Electrical Permit | Other | installing lockout kit & 30 amp circuit to outside generator receptacle | 1200 | - | - | - | - | - | MICHAEL & SON SERVICES INC | 1407 CUMMINGS DR | RICHMOND | VA | 23220
ELE2019-00527 | 762-738-1146 | 7102 CHANDLER DR | 2019-02-20 | Issued | Residential | Electrical Permit | Other | wiring second floor addition | 15000 | THE NOONAN COMPANY | 3909 HANOVER AVE | RICHMOND | VA | 23221 | METRO ELECTRIC INC | 6407 MALLORY DR | RICHMOND | VA | 23226
ELE2019-00528 | 790-758-6334 | 8412 FREDONIA RD | 2019-02-20 | Issued | Residential | Electrical Permit | Other | WIRE 240 V CIRCUIT FROM PANEL TO AIR HANDLER OF NEWLY INSTALLED 3 TON HEAT PUMP SYSTEM | 1000 | - | - | - | - | - | JAMES RIVER AIR COND | 1905 WESTMORELAND ST | RICHMOND | VA | 23230
ELE2019-00529 | 811-723-6565 | 4981 NINE MILE RD | 2019-02-21 | Issued | Commercial | Electrical Permit | Other | 200 AMP SERVICE-1FLOOR BOX-16 DUPLEX-55 LIGHTS | 32000 | J A HEISLER CONTRACTING CO INC | 3201 LANVALE AVE | RICHMOND | VA | 23230 | METRO ELECTRIC INC | 6407 MALLORY DR | RICHMOND | VA | 23226
ELE2019-00530 | 751-747-1095 | 1602 DENHAM RD | 2019-02-21 | Issued | Residential | Electrical Permit | Other | REPLACE EXISTING GENERATOR W/NEW 22KW AND INSTALL NEW TRANSFER SWITCH | 2450 | - | - | - | - | - | M W BUTLER | 8420 MEADOWBRIDGE RD | MECHANICSVILLE | VA | 23111
ELE2019-00531 | 737-765-4799 | 4539 PAXTON GLEN CT | 2019-02-21 | Issued | Residential | Electrical Permit | New Service | WIRE NEW DWELLING | 2600 | RYAN HOMES | 7501 BOULDERS VIEW DRIVE | RICHMOND | VA | 23225 | ADAMS ELECTRICAL & SECURITY SYSTEMS | PO BOX 1285 | ASHLAND | VA | 23005
ELE2019-00532 | 758-764-7897 | 5001 SHIMMERING PL | 2019-02-21 | Issued | Residential | Electrical Permit | New Service | WIRE NEW DWELLING | 2800 | RYAN HOMES | 7501 BOULDERS VIEW DRIVE | RICHMOND | VA | 23225 | ADAMS ELECTRICAL & SECURITY SYSTEMS | PO BOX 1285 | ASHLAND | VA | 23005
ELE2019-00533 | 740-743-6043 | 1501 WILLINGHAM RD | 2019-02-21 | Issued | Residential | Electrical Permit | Other | PROVIDE/INSTALL 22KW GENERATOR | 8985 | - | - | - | - | - | DAVIS & GREEN INC | PO BOX 35418 | RICHMOND | VA | 23235
ELE2019-00534 | 786-751-3358 | 5627 NOBLE AVE | 2019-02-21 | Issued | Residential | Electrical Permit | New Service | WIRE NEW DWELLING | 1700 | RYAN HOMES | 7501 BOULDERS VIEW DRIVE | RICHMOND | VA | 23225 | BENFIELD ELECTRIC CO INC | 12021 WILTON MEADOWS CT | MANASSAS | VA | 20109
ELE2019-00535 | 753-766-6563 | 4654 ROLLINGWOOD LN | 2019-02-21 | Finaled | Residential | Electrical Permit | Other | REPLACE EXISTING PANEL | 2000 | - | - | - | - | - | STAR SERVCO INC | 13507 E BOUNDAY RD | MIDLOTHIAN | VA | 23112
ELE2019-00536 | 732-763-8984 | 12192 GRAHAM MEADOWS DR | 2019-02-21 | Issued | Residential | Electrical Permit | New Service | Wire new SF house. | 9800 | EAGLE CONSTRUCTION OF VA LLC | 2250 OLD BRICK RD | GLEN ALLEN | VA | 23060 | R J ELECTRIC, INC | PO BOX 6050 | MIDLOTHIAN | VA | 23112
ELE2019-00537 | 732-763-8485 | 12196 GRAHAM MEADOWS DR | 2019-02-21 | Issued | Residential | Electrical Permit | New Service | Wire new SF house | 9800 | EAGLE CONSTRUCTION OF VA LLC | 2250 OLD BRICK RD | GLEN ALLEN | VA | 23060 | - | - | - | - | -
ELE2019-00538 | 731-764-3923 | 12350 PURBROOK WALK | 2019-02-21 | Issued | Residential | Electrical Permit | New Service | WIRE NEW DWELLING | 9800 | EAGLE CONSTRUCTION OF VA LLC | 2250 OLD BRICK RD | GLEN ALLEN | VA | 23060 | R J ELECTRIC, INC | PO BOX 6050 | MIDLOTHIAN | VA | 23112
ELE2019-00539 | 731-764-4126 | 12348 PURBROOK WALK | 2019-02-21 | Issued | Residential | Electrical Permit | New Service | WIRE NEW DWELLING | 9800 | EAGLE CONSTRUCTION OF VA LLC | 2250 OLD BRICK RD | GLEN ALLEN | VA | 23060 | R J ELECTRIC, INC | PO BOX 6050 | MIDLOTHIAN | VA | 23112
ELE2019-00540 | 755-734-9254 | 25 GLENBROOKE CIR E | 2019-02-21 | Finaled | Residential | Electrical Permit | Change of Service | Service upgrade from 150 to 200AMPS. wire for new HVAC | 2500 | - | - | - | - | - | WYLD & COMPANY LLC | P.O. BOX 28218 | HENRICO | VA | 23228
ELE2019-00541 | 731-764-4227 | 12346 PURBROOK WALK | 2019-02-21 | Issued | Residential | Electrical Permit | New Service | WIRE NEW DWELLING | 9800 | EAGLE CONSTRUCTION OF VA LLC | 2250 OLD BRICK RD | GLEN ALLEN | VA | 23060 | R J ELECTRIC, INC | PO BOX 6050 | MIDLOTHIAN | VA | 23112
ELE2019-00542 | 731-764-4428 | 12344 PURBROOK WALK | 2019-02-21 | Issued | Residential | Electrical Permit | New Service | WIRE NEW DWELLING | 9800 | EAGLE CONSTRUCTION OF VA LLC | 2250 OLD BRICK RD | GLEN ALLEN | VA | 23060 | R J ELECTRIC, INC | PO BOX 6050 | MIDLOTHIAN | VA | 23112
ELE2019-00543 | 731-764-4630 | 12342 PURBROOK WALK | 2019-02-21 | Issued | Residential | Electrical Permit | New Service | WIRE NEW DWELLING | 9800 | EAGLE CONSTRUCTION OF VA LLC | 2250 OLD BRICK RD | GLEN ALLEN | VA | 23060 | R J ELECTRIC, INC | PO BOX 6050 | MIDLOTHIAN | VA | 23112
ELE2019-00544 | 735-774-0585 | 5709 STONEHURST ESTATES TER | 2019-02-21 | Issued | Residential | Electrical Permit | New Service | Wire new single family dwelling | 10000 | - | - | - | - | - | TAYLOR & BARR ELEC CONT | 801 E NINE MILE RD | HENRICO | VA | 23075
ELE2019-00545 | 741-771-4448 | 11531 GREY OAKS ESTATES RUN | 2019-02-21 | Issued | Residential | Electrical Permit | New Service | Wire new single family dwelling | 8000 | - | - | - | - | - | TAYLOR & BARR ELEC CONT | 801 E NINE MILE RD | HENRICO | VA | 23075
ELE2019-00546 | 741-771-0940 | 11516 GREY OAKS ESTATES RUN | 2019-02-21 | Issued | Residential | Electrical Permit | New Service | Wire new single family dwelling | 9000 | - | - | - | - | - | TAYLOR & BARR ELEC CONT | 801 E NINE MILE RD | HENRICO | VA | 23075
ELE2019-00547 | 758-743-3930 | 8002 NEUSON CT | 2019-02-22 | Issued | Residential | Electrical Permit | New Service | Kitchen rewire | 1635 | - | - | - | - | - | CURRENT ELECTRIC INC | 1618 REAMS RD | POWHATAN | VA | 23139
ELE2019-00549 | 844-689-8217 | 5400 GREAT OAKS CIR | 2019-02-22 | Issued | Residential | Electrical Permit | New Service | Wire New SF house. | 7800 | MAIN STREET HOMES | P O BOX 461 | MIDLOTHIAN | VA | 23113 | P & M ELECTRICAL | P O BOX 1806 | MIDLOTHIAN | VA | 23113
ELE2019-00550 | 769-773-0674 | 11517 SETHWARNER DR | 2019-02-22 | Issued | Residential | Electrical Permit | Other | New wiring for added bathroom-relocate laundry circuits-relocate switches (2)-relocate doorway (2) stairs | 2100 | THOMAS STANLEY CONSTRUCTION | 110 GIANT DR | RICHMOND | VA | 23224 | WINDMILL ELECTRIC CO INC | 5482 MCCLELLAN RD | MECHANICSVILLE | VA | 23111
ELE2019-00551 | 769-738-8604 | 5803 WEST CLUB LN | 2019-02-22 | Issued | Residential | Electrical Permit | Other | update electrical in rear entry utility and laundry | 4500 | - | - | - | - | - | THORNTON CONSTRUCTION | 4400 RABBIT FOOT PL | N CHESTERFIELD | VA | 23236
ELE2019-00552 | 737-780-8593 | 12409 AMERSHIRE LN | 2019-02-22 | Issued | Residential | Electrical Permit | Other | RE ATTIC PLAY AREA WITH LIGHTS AND RECEPTICALS | 3000 | ENVIRO GROUP | 3407 FLOYD AVE | RICHMOND | VA | 23221 | A H ELECTRIC CONTRACTORS LLC | 206 EASTMAN RD | RICHMOND | VA | 23236
ELE2019-00553 | 760-741-8052 | 1108 HOLLINS RD | 2019-02-22 | Issued | Residential | Electrical Permit | New Service | Renovation wiring | 2000 | OWNER | - | - | - | - | OWNER | - | - | - | -
ELE2019-00554 | 770-740-7653 | 5909 W BROAD ST | 2019-02-25 | Issued | Commercial | Electrical Permit | Other | INSTALL 4 CIRCUITS & RECEPTACLES FOR NEW JES EQUIPMENT | 800 | JES CONSTRUCTION | 2410 SOUTHLAND DR | CHESTER | VA | 23831 | LEGACY ELECTRICAL LLC | 1533 SWIFTWOOD DR | POWHATAN | VA | 23139
ELE2019-00555 | 760-762-3389 | 4804 MILL PARK CT | 2019-02-22 | Issued | Residential | Electrical Permit | Other | install electric to code for laundry dryer | 1500 | - | - | - | - | - | - | - | - | - | -
ELE2019-00556 | 758-746-1205 | 8101 MICHAEL RD | 2019-02-25 | Inspection | Residential | Electrical Permit | New Service | Rewire existing in-law, kitchennette and living room addition | 4000 | HOMEKEEPERS LLC | 8501 PATTERSON AVE | RICHMOND | VA | 23229 | MAC ELECTRICAL SERVICES LLC | 8403 FREESTONE AVE | HENRICO | VA | 23229
ELE2019-00557 | 750-772-6150 | 10874 HOLMAN RIDGE RD | 2019-02-25 | Issued | Residential | Electrical Permit | New Service | wire new dwelling | 7000 | HHHUNT HOMES RICHMOND | 11237 NUCKOLS ROAD | GLEN ALLEN | VA | 23059 | CR PHILLIPS ELEC CONTRACTORS | 10996 LEADBETTER ROAD | ASHLAND | VA | 23005
ELE2019-00558 | 812-721-1233 | 4809 THORNHURST ST | 2019-02-25 | Issued | Residential | Electrical Permit | New Service | WIRE NEW DWELLING | 3000 | RYAN HOMES | 7501 BOULDERS VIEW DRIVE | RICHMOND | VA | 23225 | R K NEWMAN | 14224 POST MILL DR | MIDLOTHIAN | VA | 23238
ELE2019-00559 | 812-721-2037 | 4813 THORNHURST ST | 2019-02-25 | Issued | Residential | Electrical Permit | New Service | WIRE NEW DWELLING | 3000 | RYAN HOMES | 7501 BOULDERS VIEW DRIVE | RICHMOND | VA | 23225 | R K NEWMAN | 14224 POST MILL DR | MIDLOTHIAN | VA | 23238
ELE2019-00560 | 781-772-7719 | 4001 TIN ROOF WAY | 2019-02-25 | Issued | Residential | Electrical Permit | New Service | WIRE NEW DWELLING | 5000 | HHHUNT HOMES RICHMOND | 11237 NUCKOLS ROAD | GLEN ALLEN | VA | 23059 | CR PHILLIPS ELEC CONTRACTORS | 10996 LEADBETTER ROAD | ASHLAND | VA | 23005
ELE2019-00561 | 781-772-8322 | 4003 TIN ROOF WAY | 2019-02-25 | Issued | Residential | Electrical Permit | New Service | WIRE NEW DWELLING | 5000 | HHHUNT HOMES RICHMOND | 11237 NUCKOLS ROAD | GLEN ALLEN | VA | 23059 | CR PHILLIPS ELEC CONTRACTORS | 10996 LEADBETTER ROAD | ASHLAND | VA | 23005
ELE2019-00562 | 781-772-7826 | 4005 TIN ROOF WAY | 2019-02-25 | Issued | Residential | Electrical Permit | New Service | WIRE NEW DWELLING | 5000 | HHHUNT HOMES RICHMOND | 11237 NUCKOLS ROAD | GLEN ALLEN | VA | 23059 | CR PHILLIPS ELEC CONTRACTORS | 10996 LEADBETTER ROAD | ASHLAND | VA | 23005
ELE2019-00563 | 807-716-2122 | 2504 PARRISH ST | 2019-02-25 | Finaled | Residential | Electrical Permit | Other | replace existing panel due smoke damage replace 3 light switches | 1500 | - | - | - | - | - | ANYTHING ELECTRICAL LLC | 9632 WOODSTREAM DR | RICHMOND | VA | 23238
ELE2019-00564 | 779-761-2400 | 9000 PRINCE RD | 2019-02-25 | Issued | Residential | Electrical Permit | Other | INSTALL CIRCUIT AND RECEPTACLE FOR NEW JES EQUIPMENT | 250 | JES CONSTRUCTION | 2410 SOUTHLAND DR | CHESTER | VA | 23831 | LEGACY ELECTRICAL LLC | 1533 SWIFTWOOD DR | POWHATAN | VA | 23139
ELE2019-00565 | 741-755-4164 | 2423 LAKE LOREINE LN | 2019-02-25 | Issued | Residential | Electrical Permit | Other | INSTALL CIRCUIT AND RECEPTACLE FOR NEW JES EQUIPMENT | 250 | JES CONSTRUCTION | 2410 SOUTHLAND DR | CHESTER | VA | 23831 | LEGACY ELECTRICAL LLC | 1533 SWIFTWOOD DR | POWHATAN | VA | 23139
ELE2019-00566 | 781-749-8504 | 1903 TIMBERLAKE AVE | 2019-02-25 | Issued | Residential | Electrical Permit | Other | INSTALL 2 CIRCUITS AND RECEPTACLES FOR NEW JES EQUIPMENT | 400 | JES CONSTRUCTION | 2410 SOUTHLAND DR | CHESTER | VA | 23831 | LEGACY ELECTRICAL LLC | 1533 SWIFTWOOD DR | POWHATAN | VA | 23139
ELE2019-00567 | 786-759-6600 | 800 SCOTT RD | 2019-02-26 | Finaled | Residential | Electrical Permit | Addition of Service | INSTALL GFIC RECEP. IN BATHROOM ON DEDICATED 20AMP CIRCUIT | 500 | - | - | - | - | - | CHUCK BENNETT & SONS HTG - A/C - RE | 12210 NASH RD | CHESTERFIELD | VA | 23838
ELE2019-00568 | 776-738-0733 | 2100 MAYWILL ST | 2019-02-27 | Issued | Commercial | Electrical Permit | Other | install new outlets/lights as required for office renovation per plans | 12000 | EVANS CONSTRUCTION INC | - | SANDSTON | VA | 23150 | SCHERMERHORN ELECTRIC & CONSTRUCTIO | 6007 BILLINGSWOOD DR | MECHANICSVILLE | VA | 23111
ELE2019-00569 | 731-765-7981 | 12276 W BROAD ST | 2019-02-26 | Inspection | Commercial | Electrical Permit | Tenant Upfit - Existing | Add outlets in sales area and stockroom-add track lighting in sales area | 5900 | JONATHAN COTTEN | - | - | - | - | D S MITCHELL ELECTRIC INC | 33 RIVER COURT | AYLETT | VA | 23009
ELE2019-00570 | 741-759-8821 | 3904 LONGVIEW LANDING CT | 2019-02-25 | Inspection | Residential | Electrical Permit | Other | REMODELING BATHROOM REWIRE FOR UPSTAIRS BATHROOM WIRE FOR SCREENED PORCH | 1000 | - | - | - | - | - | - | - | - | - | -
ELE2019-00571 | 757-738-9315 | 806 LINDSAY CT | 2019-02-25 | Issued | Residential | Electrical Permit | New Service | Wire for kitchen remodel | 3500 | VIRGINIA TRADITION BUILDERS LLC | 2519 GRENOBLE RD | HENRICO | VA | 23294 | LIBERTY ELECTRICAL COMPANY INC | 3414 W LEIGH STREET | RICHMOND | VA | 23230
ELE2019-00572 | 757-753-9760 | 2810 N PARHAM RD | 2019-02-27 | Inspection | Commercial | Electrical Permit | Other | CABLING FOR PHONE AND COMPUTERS | 5000 | THE SERVICE COMPANY OF VIRGINIA | 11263 A AIR PARK ROAD | ASHLAND | VA | 23005 | AWARENESS SYSTEMS | 600 FOUNDERS BRIDGE BLVD | MIDLOTHIAN | VA | 23113
ELE2019-00573 | 757-749-0825 | 8204 BRONWOOD RD | 2019-02-25 | Issued | Residential | Electrical Permit | Addition of Service | ALL NEW WIRING THROUGHOUT BASEMENT SUB PANEL INSTALLED | 2500 | - | - | - | - | - | - | - | - | - | -
ELE2019-00574 | 811-723-6565 | 4909 NINE MILE RD | 2019-02-27 | Issued | Commercial | Electrical Permit | Tenant Upfit - Existing | Subpanel 100A-70 lights-3ea exhaust fan-1 ea make up fan-walk-in cooler/freezer-40 receptacles | 15000 | SAUDIA NABI | - | - | - | - | MK ELECTRIC CO | 2846 HIDEAWAY RD | FAIRFAX | VA | 22031
ELE2019-00575 | 797-713-4204.307 | 4940 OLD MAIN ST Unit: 307 | 2019-02-27 | Issued | Commercial | Electrical Permit | Tenant Upfit - Existing | kitchen remodel-replace vanity-update lighting, including recessed LED | 5000 | - | - | - | - | - | - | - | - | - | -
ELE2019-00577 | 785-768-0723 | 1005 TECHNOLOGY PARK DR | 2019-02-27 | Issued | Commercial | Electrical Permit | Tenant Upfit - Existing | INSTALL LOW VOLTAGE CABLING | 13000 | RGI GENERAL CONTRACTORS INC | 3805 GASKINS RD | HENRICO | VA | 23233 | JAMES RIVER COMMUNICATIONS INC | 1801 PAGE RD | POWHATAN | VA | 23139
ELE2019-00578 | 800-690-1018 | 7815 SAXBY RD | 2019-02-26 | Issued | Residential | Electrical Permit | Other | INSTALL 22KW STANDBY GENERATOR & 200 AMP SE ATS | 3500 | - | - | - | - | - | HALES ELECTRICAL SERVICE | 23194 AIRPORT STREET | N DINWIDDIE | VA | 23803
ELE2019-00583 | 809-717-9708 | 3100 GAY AVE | 2019-02-27 | Issued | Commercial | Electrical Permit | Other | Install disconnect. | 200 | FREEDOM CONSTRUCTION LLC | 3023 WOODROW AVE | RICHMOND | VA | 23222 | J&J ELECTRICAL | 6 W. CLAY ST. | RICHMOND | VA | 23220
ELE2019-00584 | 739-782-0234 | 12149 MORESTEAD CT | 2019-02-26 | Finaled | Residential | Electrical Permit | Other | Wire Hot Tub. | 1200 | - | - | - | - | - | PUCKETT ELECTRICAL SERVICES | 7198 HARVER WAY | MECHANICSVILLE | VA | 23111
ELE2019-00585 | 783-753-0936 | 1508 MARCUSE AVE | 2019-02-26 | Issued | Residential | Electrical Permit | New Service | Install 22kw generator | 9000 | - | - | - | - | - | H O FEILD ELECTRIC CO INC | P.O. BOX 6321 | ASHLAND | VA | 23005
ELE2019-00586 | 773-758-5913 | 2404 HOBART RD | 2019-02-26 | Issued | Residential | Electrical Permit | Tenant Upfit - New | Wire new addition. | 2000 | MOORE | 10114 CEDARVIEW CT | MECHANICSVILLE | VA | 23116 | - | - | - | - | -
ELE2019-00587 | 769-773-9965 | 11608 SETHWARNER DR | 2019-02-26 | Issued | - | Electrical Permit | - | 100 amp service to detached garage. House has 400 amp service | - | - | - | - | - | - | OWNER | - | - | - | -
ELE2019-00588 | 826-716-7732 | 18 W WILLIAMSBURG RD | 2019-02-28 | Issued | Commercial | Electrical Permit | Tenant Upfit - New | UPFIT SHELL TO PRINT SHOP-WIRE LIGHTS/RECEPT PER PLANS | 10000 | ROMERS | ROMERS & ROMERS ASSOC LLC | SANDSTON | VA | 23150 | POLEGREEN SERVICES INC | 7031 POLE GREEN RD | MECHANICSVILLE | VA | 23116
ELE2019-00589 | 731-765-7981 | 12260 W BROAD ST | 2019-02-28 | Issued | Commercial | Electrical Permit | New Service | INSTALL NEW ELEC SERVICE/SHELL WORK PER PLANS | 110000 | L F JENNINGS INC | 7130 GLEN FOREST DR | RICHMOND | VA | 23226 | EXCEL ELECTRIC | 10193 MAPLE LEAF CT | ASHLAND | VA | 23005
ELE2019-00590 | 731-765-7981 | 12260 W BROAD ST | 2019-02-28 | Issued | Commercial | Electrical Permit | New Service | OVERHEAD TEMP SERVICE | 1500 | L F JENNINGS INC | 7130 GLEN FOREST DR | RICHMOND | VA | 23226 | EXCEL ELECTRIC | 10193 MAPLE LEAF CT | ASHLAND | VA | 23005
ELE2019-00591 | 768-746-6985 | 6800 PARAGON PL | 2019-02-28 | Issued | Commercial | Electrical Permit | Tenant Upfit - Existing | tenant upfit-wire for general use outlets/switches per plan-relocate lights as needed for new layout | 2900 | BRANDYWINE REALTY TRUST | 300 ARBORETUM PLACE | RICHMOND | VA | 23236 | C & L ELECTRIC COMPANY INC | 6500 DICKENS PLACE | RICHMOND | VA | 23230
ELE2019-00593 | 739-740-4593 | 7 BISLEY CT | 2019-02-27 | Issued | Residential | Electrical Permit | Other | Rewire existing kitchen,wire new screen porch. | 9095 | PREMIERE DESIGN & CONSTRUCTION INC | 15 E GLENBROOKE CIR | HENRICO | VA | 23229 | MW BUTLER ELECTRICAL LLC | 8420 MEADOWBRIDGE RD | MECHANICSVILLE | VA | 23111
ELE2019-00594 | 757-735-3814 | 8000 UNIVERSITY DR | 2019-02-27 | Issued | Residential | Electrical Permit | New Service | Wire carport | 1800 | HUFF CONSTRUCTION INC | 13613 SILVERDUST LN | CHESTER | VA | 23836 | WILSON ELECTRIC INC | 6700 WEST QUAKER ROAD | DISPUTANTA | VA | 23842
ELE2019-00595 | 746-774-1699 | 201 CONCOURSE BLVD | 2019-02-28 | Issued | Commercial | Electrical Permit | Tenant Upfit - Existing | low voltage voice & data cabling-rework of existing cabling | 6000 | CAPITAL CONSTRUCTION GROUP INC | 3136 HUGUENOT TRAIL | POWHATAN | VA | 23139 | BREWER COMMUNICATIONS INC | 2525 TURKEY CREEK RD | OILVILLE | VA | 23129
ELE2019-00596 | 764-740-6865 | 6809 W FRANKLIN ST | 2019-02-27 | Finaled | Residential | Electrical Permit | Upgrade Service | upgrade existing service to 200 amps | 1850 | - | - | - | - | - | RALPH P SHAW ELECTRICAL SERVICES IN | P.O. BOX 11535 | RICHMOND | VA | 23230
ELE2019-00597 | 841-687-7032 | 8907 VIRGIL TER | 2019-02-27 | Issued | Residential | Electrical Permit | New Service | WIRE NEW HOUSE | 7850 | SHURM HOMES | P O BOX 66 | MECHANICSVILLE | VA | 23111 | S&S ELECTRICAL SERVICES INC | 13320 HENSLEY RD | MIDLOTHIAN | VA | 23112
ELE2019-00598 | 841-686-9288 | 8906 MANSFIELD WOODS DR | 2019-02-27 | Issued | Residential | Electrical Permit | New Service | WIRE NEW HOUSE | 7850 | SHURM HOMES | P O BOX 66 | MECHANICSVILLE | VA | 23111 | S&S ELECTRICAL SERVICES INC | 13320 HENSLEY RD | MIDLOTHIAN | VA | 23112
ELE2019-00599 | 738-765-2977 | 12112 LIESFELD POND DR | 2019-02-27 | Issued | Residential | Electrical Permit | New Service | Wire new house | 4500 | STANLEY MARTIN COMPANIES,LLC | 5030 SADLER PLACE | GLEN ALLEN | VA | 23060 | FRANKLIN ELECTRIC COMPANY INC | 111 JULIAD CT | FREDERICKSBURG | VA | 22406
ELE2019-00600 | 737-768-1974 | 4709 LEAKES MILL DR | 2019-02-27 | Issued | Residential | Electrical Permit | New Service | Wire new house | 4500 | SM RICHMOND LLC | 5030 SADLER PLACE | GLEN ALLEN | VA | 23060 | FRANKLIN ELECTRIC COMPANY INC | 111 JULIAD CT | FREDERICKSBURG | VA | 22406
ELE2019-00601 | 742-748-7975 | 1915 HICKORYRIDGE RD | 2019-02-27 | Issued | Residential | Electrical Permit | Addition of Service | Wiring new covered porch. | 1200 | CORNERSTONE CONSTRUCTION & RENOV | 4123 ROCK HILL RD | MECHANICSVILLE | VA | 23111 | BANDY ELECTRICAL | 3800 SKIVERS LN. | QUINTON | VA | 23141
ELE2019-00602 | 747-737-3740 | 301 GRANDE CT | 2019-02-28 | Issued | Residential | Electrical Permit | Other | INSTALL CIRCUIT AND RECEPTACLE FOR JES EQUIPMENT | 250 | JES CONSTRUCTION | 2410 SOUTHLAND DR | CHESTER | VA | 23831 | LEGACY ELECTRICAL LLC | 1533 SWIFTWOOD DR | POWHATAN | VA | 23139
ELE2019-00603 | 811-730-7681 | 3823 CREIGHTON RD | 2019-02-28 | Finaled | Residential | Electrical Permit | Other | Replace circuit breaker and wiring. | 500 | - | - | - | - | - | - | - | - | - | -
ELE2019-00604 | 741-745-4709 | 1510 PUMP RD | 2019-02-28 | Issued | Residential | Electrical Permit | New Service | Bath/utility room remodel wiring | 1600 | - | - | - | - | - | DIVERSIFIED ELECTRICAL SERVICES INC | 5420 CARTERSVILLE RD | POWHATAN | VA | 23139
ELE2019-00609 | 771-738-2249 | 1402 LAKE AVE | 2019-02-28 | Issued | Residential | Electrical Permit | Change of Service | Relocate service and change to underground 200. | 2200 | - | - | - | - | - | FAN ELECTRICAL | 204 W ROANOKE ST. | RICHMOND | - | 23225
ELV2019-01983 | 757-756-1753 | 9177 W BROAD ST | 2019-02-07 | Issued | Commercial | Elevator Permit | Installation - New | PROVIDE & INSTALL (1) SYMMETRY VERTICAL PLATFORM LIFT FOR ACCESSIBILITY | 16000 | HOURIGAN CONSTRUCTION CORP | 411 EAST FRANKLIN ST | RICHMOND | VA | 23219 | AREA ACCESS INC | 2207 TAZEWELL ST | RICHMOND | VA | 23222
ELV2019-01986 | 849-701-2260 | 6260 TECHNOLOGY BLVD | 2019-02-04 | Issued | Commercial | Elevator Permit | Installation - New | INSTALL (1) KONE ECOSPACE ELEVATOR | 185745 | DPR CONSTRUCTION | 5500 COX ROAD | GLEN ALLEN | VA | 23060 | KONE INC | 530 EASTPARK CT | SANDSTON | VA | 23150
ELV2019-01990 | 768-743-8654 | 2100 DICKENS RD | 2019-02-15 | Issued | Commercial | Elevator Permit | Alteration | MODERNIZE ELEVATOR #3 INCLUDE CONTROLLER, LANDING SYSTEM, MACHINE ROOM EQUIP, HOISTWAY ENTRANCES, TRAVEL CABLES ETC | 119650 | - | - | - | - | - | W & H RESOURCES T/A PRIORITY ELEV | 816 W MARSHALL ST | RICHMOND | VA | 23220
ELV2019-01993 | 771-735-6287 | 122 FINIAL AVE | 2019-02-27 | Issued | Residential | Elevator Permit | Installation - New | PROVIDE & INSTALL (1) WAUPACA EXCELEVATOR MRL WINDING DRUM ELEVATOR | 28220 | GUMENICK HOMEBUILDING LLC | 4901 LIBBIE MILL EAST BLVD | RICHMOND | VA | 23230 | W & H RESOURCES T/A PRIORITY ELEV | 816 W MARSHALL ST | RICHMOND | VA | 23220
ELV2019-01994 | 771-735-6287 | 1225 BALUSTRADE BLVD | 2019-02-27 | Issued | Residential | Elevator Permit | Installation - New | PROVIDE & INSTALL (1) WAUPACA EXCELEVATOR MRL WINDING DRUM ELEVATOR | 28220 | GUMENICK HOMEBUILDING LLC | 4901 LIBBIE MILL EAST BLVD | RICHMOND | VA | 23230 | W & H RESOURCES T/A PRIORITY ELEV | 816 W MARSHALL ST | RICHMOND | VA | 23220
ELV2019-01995 | 771-735-6287 | 1221 BALUSTRADE BLVD | 2019-02-27 | Issued | Residential | Elevator Permit | Installation - New | PROVIDE & INSTALL (1) WAUPACA EXCELEVATOR MRL WINDING DRUM ELEVATOR | 28220 | GUMENICK HOMEBUILDING LLC | 4901 LIBBIE MILL EAST BLVD | RICHMOND | VA | 23230 | W & H RESOURCES T/A PRIORITY ELEV | 816 W MARSHALL ST | RICHMOND | VA | 23220
ELV2019-01996 | 771-735-6287 | 120 FINIAL AVE | 2019-02-27 | Issued | Residential | Elevator Permit | Installation - New | PROVIDE & INSTALL (1) WAUPACA EXCELEVATOR MRL WINDING DRUM ELEVATOR | 28220 | GUMENICK HOMEBUILDING LLC | 4901 LIBBIE MILL EAST BLVD | RICHMOND | VA | 23230 | W & H RESOURCES T/A PRIORITY ELEV | 816 W MARSHALL ST | RICHMOND | VA | 23220
ELV2019-01997 | 771-735-6287 | 124 FINIAL AVE | 2019-02-27 | Issued | Residential | Elevator Permit | Installation - New | PROVIDE & INSTALL (1) WAUPACA EXCELEVATOR MRL WINDING DRUM ELEVATOR | 28220 | GUMENICK HOMEBUILDING LLC | 4901 LIBBIE MILL EAST BLVD | RICHMOND | VA | 23230 | W & H RESOURCES T/A PRIORITY ELEV | 816 W MARSHALL ST | RICHMOND | VA | 23220
FIR2019-00024 | 774-740-0804 | 5001 LIBBIE MILL EAST BLVD | 2019-02-04 | Inspection | Commercial | Fire Protection Permit | Sprinkler System | ADD/RELOCATE SPRINKLER SYSTEM | 4500 | HUNNICUTT CONSTRUCTION | 2907 PARK AVE | RICHMOND | VA | 23221 | FIRE & LIFE SAFETY AMERICA | 8827 STAPLES MILL RD | RICHMOND | VA | 23228
FIR2019-00030 | 785-768-0723 | 1005 TECHNOLOGY PARK DR | 2019-02-13 | Issued | Commercial | Fire Protection Permit | Sprinkler System | REWORK EXISTING SPRINKLER SYSTEM TO PROPERLY PROTECT NEW TENANT LAYOUT | 7880 | RGI GENERAL CONTRACTORS INC | 3805 GASKINS RD | HENRICO | VA | 23233 | ETEC FIRE PROTECTION | 3205 W MOORE ST | RICHMOND | VA | 23230
FIR2019-00032 | 783-769-0315 | 9930 BROOK RD | 2019-02-15 | Issued | Commercial | Fire Protection Permit | Fire Alarm | REPLACE FIRE ALARM SYSTEM | 4000 | - | - | - | - | - | HONEYMAC SECURITY INC | 3333 W MARSHALL ST | RICHMOND | VA | 23230
FIR2019-00050 | 742-760-4589.001 | 2442 OLD BRICK RD | 2019-02-06 | Finaled | Commercial | Fire Protection Permit | Kitchen Hood System | FIELD HOOK-UP AND COMMISSION OF UL300 WET AGENT SYSTEM IN CAPTIVE AIRE HOOD PER NFPA 17A | 2000 | BROOKS & CO GENERAL CONTRACTOR | 4801 HERMITAGE ROAD | RICHMOND | VA | 23227 | C E BUTNER & SON INC | P O BOX 25598 | RICHMOND | VA | 23260
FIR2019-00051 | 780-758-1609 | 1636 E PARHAM RD | 2019-02-13 | Issued | Commercial | Fire Protection Permit | Sprinkler System | ADD & RELOCATE SPRINKLERS FOR NEW TENANT LAYOUT | 5955 | COMMONWEALTH BUILDING SERVICES INC | 11091 CARTERS VALLEY TERRACE | CHESTERFIELD | VA | 23838 | ETEC FIRE PROTECTION | 3205 W MOORE ST | RICHMOND | VA | 23230
FIR2019-00052 | 757-753-9760 | 2810 N PARHAM RD | 2019-02-01 | Issued | Commercial | Fire Protection Permit | Fire Alarm | REWORK NOTIFICATION DEVICES IN RENOVATED SPACE | 6000 | THE SERVICE COMPANY OF VIRGINIA | 11263 A AIR PARK ROAD | ASHLAND | VA | 23005 | FIRE & LIFE SAFETY AMERICA | 8827 STAPLES MILL RD | RICHMOND | VA | 23228
FIR2019-00054 | 774-740-0804 | 5001 LIBBIE MILL EAST BLVD | 2019-02-01 | Issued | Commercial | Fire Protection Permit | Fire Alarm | EXPANSION TO EXISTING FIRE ALARM SYSTEM | 6385 | HUNNICUTT CONSTRUCTION | 2907 PARK AVE | RICHMOND | VA | 23221 | JOHNSON CONTROLS INC | 8555 MAGELLAN PKWY | RICHMOND | VA | 23227
FIR2019-00055 | 761-745-3004 | 1602 SKIPWITH RD | 2019-02-04 | Finaled | Commercial | Fire Protection Permit | Sprinkler System | ADD SPRINKLER HEADS OFF EXISTING SYSTEM FOR GENERATOR ROOM | 1800 | J A HEISLER CONTRACTING CO INC | 3201 LANVALE AVE | RICHMOND | VA | 23230 | ETEC FIRE PROTECTION | 3205 W MOORE ST | RICHMOND | VA | 23230
FIR2019-00056 | 755-746-3438 | 9000 THREE CHOPT RD | 2019-02-12 | Issued | Commercial | Fire Protection Permit | Sprinkler System | INSTALL WET SYSTEM AND IN BUILDING RISER (5'-OUT) | 29600 | GULF SEABOARD GENERAL CONTRS INC | P O BOX 1688 | ASHLAND | VA | 23005 | MID ATLANTIC FIRE PROTECTION INC | 5596 GREENWICH RD | VIRGINIA BEACH | VA | 23462
FIR2019-00057 | 763-739-1375 | 7035 THREE CHOPT RD | 2019-02-05 | Issued | Commercial | Fire Protection Permit | Wet Chemical | HOOK-UP (1) 9 GAL ANSUL R-102 WET CHEMICAL SUPPRESSION SYSTEM IN PRE-PIPED HOODS | 1529.79 | KBS INC | 8050 KIMWAY DR | HENRICO | VA | 23228 | JOHNSON CONTROLS INC | 8555 MAGELLAN PKWY | RICHMOND | VA | 23227
FIR2019-00058 | 768-753-0395 | 4301 E PARHAM RD | 2019-02-07 | Issued | Commercial | Fire Protection Permit | Sprinkler System | REWORK EXISTING SPRINKLER SYSTEM FOR NEW TENANT LAYOUT | 1555 | DANIEL & COMPANY INC | 1800 ROSENEATH RD | RICHMOND | VA | 23230 | ETEC FIRE PROTECTION | 3205 W MOORE ST | RICHMOND | VA | 23230
FIR2019-00059 | 731-764-3516 | 12356 PURBROOK WALK | 2019-02-11 | Issued | Residential | Fire Protection Permit | Underground Fire Line/Riser | INSTALL UNDERGROUND WATER SUPPLY FOR FIRE SPRINKLER SYSTEM | 3172 | EAGLE CONSTRUCTION OF VA LLC | 2250 OLD BRICK RD | GLEN ALLEN | VA | 23060 | EAGLE FIRE INC | 7459 WHITE PINE RD | RICHMOND | VA | 23237
FIR2019-00060 | 731-764-3618 | 12354 PURBROOK WALK | 2019-02-11 | Issued | Residential | Fire Protection Permit | Underground Fire Line/Riser | INSTALL UNDERGROUND WATER SUPPLY FOR FIRE SPRINKLER SYSTEM | 3172 | EAGLE CONSTRUCTION OF VA LLC | 2250 OLD BRICK RD | GLEN ALLEN | VA | 23060 | EAGLE FIRE INC | 7459 WHITE PINE RD | RICHMOND | VA | 23237
FIR2019-00061 | 731-764-3720 | 12352 PURBROOK WALK | 2019-02-11 | Issued | Residential | Fire Protection Permit | Underground Fire Line/Riser | INSTALL UNDERGROUND WATER SUPPLY FOR FIRE SPRINKLER SYSTEM | 3172 | EAGLE CONSTRUCTION OF VA LLC | 2250 OLD BRICK RD | GLEN ALLEN | VA | 23060 | EAGLE FIRE INC | 7459 WHITE PINE RD | RICHMOND | VA | 23237
FIR2019-00062 | 731-764-4630 | 12342 PURBROOK WALK | 2019-02-11 | Issued | Residential | Fire Protection Permit | Underground Fire Line/Riser | Install underground water supply for fire sprinkler system | 3172 | EAGLE CONSTRUCTION OF VA LLC | 2250 OLD BRICK RD | GLEN ALLEN | VA | 23060 | EAGLE FIRE INC | 7459 WHITE PINE RD | RICHMOND | VA | 23237
FIR2019-00063 | 731-764-4428 | 12344 PURBROOK WALK | 2019-02-11 | Issued | Residential | Fire Protection Permit | Underground Fire Line/Riser | Install underground water supply for fire sprinkler system | 3172 | EAGLE CONSTRUCTION OF VA LLC | 2250 OLD BRICK RD | GLEN ALLEN | VA | 23060 | EAGLE FIRE INC | 7459 WHITE PINE RD | RICHMOND | VA | 23237
FIR2019-00064 | 731-764-4227 | 12346 PURBROOK WALK | 2019-02-11 | Issued | Residential | Fire Protection Permit | Underground Fire Line/Riser | Install underground water supply for fire sprinkler system | 3172 | EAGLE CONSTRUCTION OF VA LLC | 2250 OLD BRICK RD | GLEN ALLEN | VA | 23060 | EAGLE FIRE INC | 7459 WHITE PINE RD | RICHMOND | VA | 23237
FIR2019-00065 | 731-764-4126 | 12348 PURBROOK WALK | 2019-02-11 | Issued | Residential | Fire Protection Permit | Underground Fire Line/Riser | Install underground water supply for fire sprinkler system | 3172 | EAGLE CONSTRUCTION OF VA LLC | 2250 OLD BRICK RD | GLEN ALLEN | VA | 23060 | EAGLE FIRE INC | 7459 WHITE PINE RD | RICHMOND | VA | 23237
FIR2019-00066 | 731-764-3923 | 12350 PURBROOK WALK | 2019-02-11 | Issued | Residential | Fire Protection Permit | Underground Fire Line/Riser | Install underground water supply for fire sprinkler system | 3172 | EAGLE CONSTRUCTION OF VA LLC | 2250 OLD BRICK RD | GLEN ALLEN | VA | 23060 | EAGLE FIRE INC | 7459 WHITE PINE RD | RICHMOND | VA | 23237
FIR2019-00068 | 746-774-1699 | 201 CONCOURSE BLVD | 2019-02-13 | Issued | Commercial | Fire Protection Permit | Sprinkler System | MODIFY EXISTING SPRINKLER FOR TENANT UPFIT | 3150 | CAPITAL CONSTRUCTION GROUP INC | 3136 HUGUENOT TRAIL | POWHATAN | VA | 23139 | ETEC FIRE PROTECTION | 3205 W MOORE ST | RICHMOND | VA | 23230
FIR2019-00069 | 769-746-2635 | 6802 PARAGON PL | 2019-02-14 | Issued | Commercial | Fire Protection Permit | Sprinkler System | MODIFY SPRINKLER FOR TENANT EXPANSION | 1970 | PATRIOT COMMERCIAL CONTRACTORS INC | 9406 CHARTER CROSSING DR | MECHANICSVILLE | VA | 23116 | ETEC FIRE PROTECTION | 3205 W MOORE ST | RICHMOND | VA | 23230
FIR2019-00070 | 769-746-2635 | 6802 PARAGON PL | 2019-02-07 | Issued | Commercial | Fire Protection Permit | Fire Alarm | MODIFY EXISTING FIRE ALARM FOR TENANT EXPANSION | 1550 | PATRIOT COMMERCIAL CONTRACTORS INC | 9406 CHARTER CROSSING DR | MECHANICSVILLE | VA | 23116 | ETEC FIRE PROTECTION | 3205 W MOORE ST | RICHMOND | VA | 23230
FIR2019-00071 | 797-711-6266.005 | 13 FLATWATER ROW Unit: A | 2019-02-13 | Issued | Commercial | Fire Protection Permit | Underground Fire Line/Riser | INSTALL UNDERGROUND FIRE LINE FROM UTILITY CONTRACTORS PIPE TO INSIDE SPRINKLER ROOM | 1800 | STANLEY MARTIN COMPANIES LLC | 11710 PLAZA AMERICA DR | RESTON | VA | 20190 | FOSTER PLMBG & HEATING INC | P O BOX 35731 | RICHMOND | VA | 23235
FIR2019-00072 | 778-736-3708 | 2100 TOMLYNN ST | 2019-02-12 | Finaled | Commercial | Fire Protection Permit | Sprinkler System | MAKE NEW TAP INTO EXISTING SYSTEM TO SUPPLY NEW PENDENT SPRINKLERS IN NEW STUDIOS BELOW | 3500 | CHOPPER DAWSON INC | 303 W 30TH ST | RICHMOND | VA | 23225 | RICHMOND SPRINKLER | 2540 NORCLIFF RD | RICHMOND | VA | 23237
FIR2019-00073 | 747-761-8924 | 4050 COX RD | 2019-02-14 | Issued | Commercial | Fire Protection Permit | Fire Alarm | REPLACE EXISTING FIRE ALARM EQUIPMENT ON A ONE FOR ONE BASIS EXISTING WIRING TO BE REUSED | 57655.95 | - | - | - | - | - | VSC FIRE & SECURITY INC | 9424-J ATLEE COMMERCE BLVD | ASHLAND | VA | 23005
FIR2019-00074 | 774-743-5181 | 4909 DICKENS RD | 2019-02-25 | Issued | Commercial | Fire Protection Permit | Sprinkler System | Add and relocate sprinkler heads as required to accomodate renovations to suite 102 | 4185 | HITT CONTRACTING INC | 2900 FAIRVIEW PARK DR | FALLS CHURCH | VA | 22204 | VSC FIRE & SECURITY | 10343-A KINGS ACRES RD | ASHLAND | VA | 23005
FIR2019-00076 | 821-716-5995 | 5700 AUDUBON DR | 2019-02-19 | Issued | Commercial | Fire Protection Permit | Sprinkler System | RELOCATE SPRINKLERS TO ACCOMODATE NEW PARTITION & CEILING LAYOUT | 7277 | - | - | - | - | - | EAGLE FIRE INC | 7459 WHITE PINE RD | RICHMOND | VA | 23237
FIR2019-00077 | 749-758-7991 | 3901 WESTERRE PKWY | 2019-02-15 | Issued | Commercial | Fire Protection Permit | Sprinkler System | MODIFY EXISTING SPRINKLER SYSTEM TO COVER NEW WALLS & CEILING LAYOUTS | 4175 | DALLAN CONSTRUCTION INC | 4900 FITZHUGH AVE | RICHMOND | VA | 23230 | ETEC FIRE PROTECTION | 3205 W MOORE ST | RICHMOND | VA | 23230
FIR2019-00078 | 849-701-2260 | 6260 TECHNOLOGY BLVD | 2019-02-19 | Issued | Commercial | Fire Protection Permit | Underground Fire Line/Riser | INSTALL FIRE LINE TO 1' ABOVE FINISHED FLOOR | 57620 | DPR CONSTRUCTION | 5500 COX ROAD | GLEN ALLEN | VA | 23060 | ROBERT M MARTIN ENTERPRISES | 16516 HAPPY HILL RD | S CHESTERFIELD | VA | 23834
FIR2019-00079 | 747-761-2490 | 4240 DOMINION BLVD | 2019-02-19 | Issued | Commercial | Fire Protection Permit | Fire Alarm | ONE FOR ONE REPLACEMENT OF EXISTING FIRE ALAR PANEL AMPLIFIER & ANNUNCIATOR EXISTING WIRING TO BE REUSED | 41184 | - | - | - | - | - | VSC FIRE & SECURITY INC | 9424-J ATLEE COMMERCE BLVD | ASHLAND | VA | 23005
FIR2019-00080 | 849-706-0950 | 6050 WHITE OAK CREEK DR | 2019-02-19 | Issued | Commercial | Fire Protection Permit | Fire Alarm | EXTENSION OF EXISTING FIRE ALARM SYSTEM INOT NEW CONTAINERS ON BLDG EXTERIOR | 48175 | - | - | - | - | - | HONEYWELL | 7870 VILLA PARK DR | RICHMOND | VA | 23228
FIR2019-00081 | 746-744-4470 | 1301 GASKINS RD | 2019-02-19 | Finaled | Commercial | Fire Protection Permit | Fire Alarm | REPLACE EXISTING FAILING MXL-IQ FIRE ALARM SYSTEM W/DIRECT REPLACEMENT CERBERUS PRO 922 FIRE ALARM PANEL | 13010.08 | - | - | - | - | - | BFPE INTERNATIONAL | 7627 WHITEPINE RD | RICHMOND | VA | 23237
FIR2019-00082 | 818-707-5124 | 2901 CHARLES CITY RD | 2019-02-25 | Issued | Commercial | Fire Protection Permit | Clean Agent System | FURNISH & INSTALL NEW JANUS FIRE SYSTEMS NOVEC 1230 CLEAN AGENT FIRE SUPPRESSION SYSTEM | 243715 | EMERALD CONSTRUCTION CO | 2219 DABNEY RD | RICHMOND | VA | 23230 | CAN SEE FIRE T/A FIRE SOLUTIONS | 205 HALEY RD | ASHLAND | VA | 23005
FIR2019-00083 | 818-707-5124 | 2901 CHARLES CITY RD | 2019-02-19 | Issued | Commercial | Fire Protection Permit | Fire Alarm | REPLACE EXIST EST FIRE ALARM PANEL & ALL INITIATING DEVICES W/NEW NFS-320 PANEL & DEVICES REUSE EXIST APPLIANCES | 77952.96 | EMERALD CONSTRUCTION CO | 2219 DABNEY RD | RICHMOND | VA | 23230 | CAN SEE FIRE T/A FIRE SOLUTIONS | 205 HALEY RD | ASHLAND | VA | 23005
FIR2019-00084 | 812-704-4612 | 2248 DARBYTOWN RD | 2019-02-19 | Issued | Commercial | Fire Protection Permit | Fire Alarm | INSTALL FIRE ALARM NOTIFICATION APPLIANCES ON EXISTING FIRE ALARM SYSTEM TO INCREASE COVERAGE | 3261 | - | - | - | - | - | BFPE INTERNATIONAL | 7627 WHITEPINE RD | RICHMOND | VA | 23237
FIR2019-00085 | 747-761-7780 | 4245 INNSLAKE DR | 2019-02-27 | Issued | Commercial | Fire Protection Permit | Fire Alarm | FURNISH WIRE & INSTALL FIRE ALARM SYSTEM PER PLANS | 53843.97 | CAPSTONE CONTRACTING CO | 4235 INNSLAKE DR STE 110 | GLEN ALLEN | VA | 23060 | TRIBBLE ELECTRIC INC | 1575 MOUNTAIN RD | GLEN ALLEN | VA | 23060
FIR2019-00087 | 732-764-2267 | 12121 W BROAD ST | 2019-02-20 | Issued | Commercial | Fire Protection Permit | Underground Fire Line/Riser | INSTALL 4" FIRE LINE COMPLETE | 25000 | - | - | - | - | - | PIEDMONT CONST CO INC | P O BOX 242 | OILVILLE | VA | 23129
FIR2019-00088 | 811-723-6565 | 4981 NINE MILE RD | 2019-02-20 | Issued | Commercial | Fire Protection Permit | Fire Alarm | BASE BUILDING FIRE ALARM SYSTEM ADDITIONS FOR TENANT UPFIT | 6316 | J A HEISLER CONTRACTING CO INC | 3201 LANVALE AVE | RICHMOND | VA | 23230 | CARLTON-GRAY SYSTEMS INC | 206 HALEY RD | ASHLAND | VA | 23005
FIR2019-00091 | 733-745-8147 | 1900 LAUDERDALE DR | 2019-02-25 | Issued | Commercial | Fire Protection Permit | Fire Alarm | REPLACE EXISTING ADDRESSABLE DEVICES. 1 FOR 1, DIRECT REPLACEMENT | 42744 | - | - | - | - | - | BFPE INTERNATIONAL | 7627 WHITEPINE RD | RICHMOND | VA | 23237
FIR2019-00092 | 753-745-5901 | 1530 N PARHAM RD | 2019-02-28 | Issued | Commercial | Fire Protection Permit | Fire Alarm | Install New Fire Lite FA system (3) pull stations (8) duct detectors (1) flow switch (1) tamper swithch (8) unit over rides & horn/strobe circuits as shown | 6488 | MILESTONE CONSTRUCTION CO LLC | P O BOX 1175 | GLEN ALLEN | VA | 23060 | SERVICE ELECT CONTRACTORS INC | 11010 AIRPARK ROAD | ASHLAND | VA | 23005
FIR2019-00093 | 824-712-5473 | 1 RICHARD E BYRD TERMINAL DR | 2019-02-25 | Issued | Commercial | Fire Protection Permit | Fire Alarm | FIRE ALARM ADDED FOR CONCOURSE A | 54381 | W M SCHLOSSER CO INC | 2400 51ST PLACE | HYATTSVILLE | MD | 20781 | WALSH ELECTRIC CO INC | 101 SENTRY CIR | YORKTOWN | VA | 23692
FIR2019-00094 | 737-761-2086 | 4017 LAUDERDALE DR | 2019-02-28 | Issued | Commercial | Fire Protection Permit | Sprinkler System | RELOCATE & ADD SPRINKLER HEADS FOR PROPER COVERAGE | 6415 | NORTHEAST CONSTRUCTION INC | 8747 WHITEPINE RD | RICHMOND | VA | 23237 | BFPE INTERNATIONAL | 7627 WHITEPINE RD | RICHMOND | VA | 23237
FIR2019-00095 | 807-722-5968 | 3908 NINE MILE RD | 2019-02-26 | Issued | Commercial | Fire Protection Permit | Fire Alarm | INSTALL NEW FIRE ALARM SYSTEM | 25000 | LOUGHRIDGE & COMPANY LLC | 5711 STAPLES MILL RD | RICHMOND | VA | 23228 | MASTER ELECTRICAL SERVICES LLC | 1735 ARLINGTON RD | RICHMOND | VA | 23230
FIR2019-00096 | 768-753-0395 | 4301 E PARHAM RD | 2019-02-26 | Issued | Commercial | Fire Protection Permit | Fire Alarm | ADDITIONS TO BLDG FIRE ALARM SYSTEM FOR 2ND FLOOR CIRCUIT COURT RENOVATIONS | 87585 | VIRTEXCO CORPORATION | 7840 FOREST HILL AVE | RICHMOND | VA | 23225 | CARLTON-GRAY SYSTEMS INC | 206 HALEY RD | ASHLAND | VA | 23005
FIR2019-00103 | 730-764-9148 | 3525 VINERY AVE | 2019-02-28 | Issued | Commercial | Fire Protection Permit | Fire Alarm | INSTALL FIRE ALARM SYSTEM | 5906 | EAGLE COMMERCIAL CONST | 2250 OLD BRICK RD | GLEN ALLEN | VA | 23060 | B&B ELECTRIC | 9982 LICKINGHOLE RD | ASHLAND | VA | 23005
MEC2018-04067 | 751-740-1881 | 8904 TURNBULL AVE | 2019-02-08 | Issued | Residential | Mechanical Permit | Replacement | replace 2.5ton a/c, 90,000btu gas furnace (no duct work) | 11292 | SERVICE EXPERTS HTG & AC | 1607 RHOADMILLER ST | RICHMOND | VA | 23220 | SERVICE EXPERTS HTG & AC | 1607 RHOADMILLER ST | RICHMOND | VA | 23220
MEC2018-04075 | 769-737-2115 | 1210 LIBBIE AVE | 2019-02-08 | Issued | Residential | Mechanical Permit | Installation - New | INSTALL FULLY DUCTED 3.5TON HEAT PUMP SYSTEM | 8000 | - | - | - | - | - | JAMES RIVER AIR COND | 1905 WESTMORELAND ST | RICHMOND | VA | 23230
MEC2018-04085 | 823-692-4323 | 6912 HAPSBURG LN | 2019-02-07 | Finaled | Residential | Mechanical Permit | Installation - New | INSTALL DIRECT VENT PREFAB GAS FIREPLACE (GAS & ELEC BY OTHERS) | 800 | BOYD CORPORATION | 544 NEWTOWN RD | VIRGINIA BEACH | VA | 23462 | FIREPLACE SOLUTIONS LLC | 305-E ASHCAKE RD | ASHLAND | VA | 23005
MEC2018-04107 | 738-760-8449 | 3332 PUMP RD | 2019-02-07 | Finaled | Commercial | Mechanical Permit | Tenant Upfit - Existing | (2) Samsung DOAS systems,supply & return duct-Make up air duct- 1/29/19 AMEND TO REMOVE CAPTIVE AIRE HOODS- NOT HANGING OWNER SUPPLIED HOODS | 58800 | LEIPERTZ CONSTRUCTION | 11610 GROVE PARK CT | MIDLOTHIAN | VA | 23114 | HANOVER AIR SYSTEMS INC | 10387-A DOW-GIL RD | ASHLAND | VA | 23005
MEC2019-00094 | 776-747-8381 | 6701 GALAXIE RD | 2019-02-13 | Issued | Residential | Mechanical Permit | Installation - New | INSTALL HVAC NEW S.F. DWELLING | 2500 | OWNER-GLORIA E BURGOS-CARDENAS | - | - | - | - | - | - | - | - | -
MEC2019-00141 | 769-742-6850 | 6403 DICKENS PL | 2019-02-19 | Finaled | Commercial | Mechanical Permit | Installation - New | INSTALL NEW 100K BTU UNIT HEATER IN WAREHOUSE & RUN 40' OF 1" GAS LINE TO NEW METER LOCATION | 3500 | - | - | - | - | - | DOMINION SERVICE CO OF RICH | 2630 GOODES BRIDGE RD | RICHMOND | VA | 23224
MEC2019-00142 | 751-745-7719 | 1421 BLUE JAY LN | 2019-02-19 | Issued | Commercial | Mechanical Permit | Alteration | REROUTE GAS LINE EXTENSION TO SERVE1421 BLUE JAY ONLY - NEEDS TO BE SEPERATED FROM 1419 GAS SERVICE | 3400 | - | - | - | - | - | DOMINION SERVICE CO OF RICH | 2630 GOODES BRIDGE RD | RICHMOND | VA | 23224
MEC2019-00189 | 743-741-9260 | 908 OLD GASKINS RD | 2019-02-05 | Issued | Commercial | Mechanical Permit | Alteration | INSTALL BATH FAN IN NEW FULL BATH | 300 | WEINSTEIN PROPERTIES | 3951-A STILLMAN PARKWAY | GLEN ALLEN | VA | 23060 | WEINSTEIN PROPERTIES | 3951-A STILLMAN PKWY | GLEN ALLEN | VA | 23060
MEC2019-00220 | 742-760-4589.001 | 2442 OLD BRICK RD | 2019-02-06 | Finaled | Commercial | Mechanical Permit | Alteration | INSTALL HOOD DUCT AND HOOD | 10032.5 | BROOKS & CO GENERAL CONTRACTOR | 4801 HERMITAGE ROAD | RICHMOND | VA | 23227 | OLD DOMINION METAL PRODUCTS | 1601-A OVERBROOK RD | RICHMOND | VA | 23220
MEC2019-00232 | 771-752-0193 | 8328 STAPLES MILL RD | 2019-02-15 | Finaled | Commercial | Mechanical Permit | Alteration | INSTALL (3) DRYER DUCT LINES FOR DRYERS. VENT THRU ROOF 1 GROUP OF 8 DRYERS & 2 GROUPS OF 2 DRYERS EXHAUST AND MAKE AIR PER MANUF SPECS | 3000 | OWNER | - | - | - | - | PB&J FIRE PROTECTION INC | 9000 PINEY BRANCH LN | PROVIDENCE FORGE | VA | 23140
MEC2019-00256 | 785-768-0723 | 1005 TECHNOLOGY PARK DR | 2019-02-13 | Issued | Commercial | Mechanical Permit | Tenant Upfit - Existing | RELOCATE EXISTING GRILLES DIFFUSERS & T-STATS - REPLACE EXIST FANS INSTALL NEW GRILLES & DIFFUSERS | 9825 | RGI GENERAL CONTRACTORS INC | 3805 GASKINS RD | HENRICO | VA | 23233 | MILLER MECHANICAL | P O BOX 1429 | GLEN ALLEN | VA | 23060
MEC2019-00265 | 778-736-3708 | 2100 TOMLYNN ST | 2019-02-04 | Finaled | Commercial | Mechanical Permit | Tenant Upfit - Existing | INSTALL (1) 1.5 TON DUCTLESS MINI SPLIT IN EACH MUSIC POD BUILT INSIDE EACH WAREHOUSE | 7700 | CHOPPER DAWSON INC | 303 W 30TH ST | RICHMOND | VA | 23225 | COUNTRY HEATING & COOLING, INC. | 18064 JEFFERSON HWY | MONTPELIER | VA | 23192
MEC2019-00314 | 749-771-4456 | 10629 BENMABLE DR | 2019-02-07 | Issued | Residential | Mechanical Permit | Installation - New | Install new HVAC system | 6400 | HHHUNT HOMES RICHMOND | 11237 NUCKOLS ROAD | GLEN ALLEN | VA | 23059 | AIRMATE | 803 E NINEMILE RD | HENRICO | VA | 23075
MEC2019-00346 | 749-759-5776 | 10317 W BROAD ST | 2019-02-01 | Finaled | Commercial | Mechanical Permit | Replacement | REPLACE 7.5 TON RTU LIKE FOR LIKE | 10345 | - | - | - | - | - | TEMPERATURE CONTROL MECHANICAL SERV | 11197 LEADBETTER RD | ASHLAND | VA | 23005
MEC2019-00347 | 732-765-6262 | 12210 W BROAD ST | 2019-02-01 | Issued | Commercial | Mechanical Permit | Tenant Upfit - New | INSTALL (3) ROOF TOPS/ DUCTWORK & GRILLES FOR NEW TENANT | 52000 | COMMONWEALTH CONSTRUCTION MANGEMENT | 4900 AUGUSTA AVE STE 120 | RICHMOND | VA | 23230 | MECHANICAL SOLUTIONS LLC | 2423 GRENOBLE RD | RICHMOND | VA | 23294
MEC2019-00348 | 746-774-1699 | 201 CONCOURSE BLVD | 2019-02-01 | Issued | Commercial | Mechanical Permit | Tenant Upfit - Existing | RECONFIGURE DUCTWORK RELOCATE/ADD DIFFUSERS, INSTALL EXHAUST FAN | 11600 | CAPITAL CONSTRUCTION GROUP INC | 3136 HUGUENOT TRAIL | POWHATAN | VA | 23139 | MECHANICAL SOLUTIONS LLC | 2423 GRENOBLE RD | RICHMOND | VA | 23294
MEC2019-00358 | 763-739-1375 | 7035 THREE CHOPT RD | 2019-02-01 | Inspection | Commercial | Mechanical Permit | Installation - New | INSTALL ALL NEW UNITS, GRILLES EXH FANS & DUCTWORK AND MISC MATERIAL PER PLANS INSTALL HOOD SYSTEMS PER PLANS & SPECS | 320000 | KBS INC | 8050 KIMWAY DR | HENRICO | VA | 23228 | B & K SERVICES INC | 41 E WAREHOUSE CT | TAYLORS | SC | 29687
MEC2019-00359 | 750-763-2683 | 4329 COX RD | 2019-02-04 | Issued | Commercial | Mechanical Permit | Tenant Upfit - Existing | INSTALL NEW EXHAUST FAN & REWORK EXISTING DIFFUSERS & GRILLES | 3000 | DALLAN CONSTRUCTION INC | 4900 FITZHUGH AVE | RICHMOND | VA | 23230 | MECHANICAL SOLUTIONS LLC | 2423 GRENOBLE RD | RICHMOND | VA | 23294
MEC2019-00363 | 738-760-8449 | 3332 PUMP RD | 2019-02-07 | Issued | Commercial | Mechanical Permit | Tenant Upfit - Existing | INSTALL HOOD SYSTEM | 18994 | LEIPERTZ CONSTRUCTION | 11610 GROVE PARK CT | MIDLOTHIAN | VA | 23114 | OLD DOMINION METAL PRODUCTS | 1601-A OVERBROOK RD | RICHMOND | VA | 23220
MEC2019-00364 | 766-750-4380 | 7510 W BROAD ST | 2019-02-05 | Issued | Commercial | Mechanical Permit | Tenant Upfit - Existing | INSTALL HOOD AND DUCT | 30732 | MARK TURNER CONSTRUCTION LLC | 10474 COBBS RD | GLEN ALLEN | VA | 23059 | OLD DOMINION METAL PRODUCTS | 1601-A OVERBROOK RD | RICHMOND | VA | 23220
MEC2019-00365 | 800-735-9803 | 2100 BYRON ST | 2019-02-01 | Finaled | Residential | Mechanical Permit | Replacement | INSTALL 1.5 TON HP ON 2ND FL & INSTALL GAS FURNACE & AC ON 1ST FL - RUN GAS LINE FOR NEW FURNACE | 13847 | - | - | - | - | - | DOMINION SERVICE CO OF RICH | 2630 GOODES BRIDGE RD | RICHMOND | VA | 23224
MEC2019-00366 | 734-780-5284 | 12401 WYNDHAM WEST DR | 2019-02-13 | Issued | Residential | Mechanical Permit | Installation - New | INSTALL HVAC NEW S.F. DWELLING | 20029 | BOONE HOMES INC | 129 BROAD STREET RD | MANAKIN SABOT | VA | 23103 | FOSTER PLMBG & HEATING INC | P O BOX 35731 | RICHMOND | VA | 23235
MEC2019-00368 | 812-700-6066 | 150 TOWNSHIP BLVD | 2019-02-01 | Issued | Residential | Mechanical Permit | Installation - New | INSTALL HVAC & DUCTWORK NEW S.F. DWELLING | 3745 | STYLE CRAFT HOMES INC | 6225 LAKESIDE AVE | HENRICO | VA | 23228 | AIR FLOW HEATING & COOL LLC | 554-A SOUTHLAKE BLVD | NORTH CHESTERFIELD | VA | 23236
MEC2019-00369 | 812-700-4868 | 142 TOWNSHIP BLVD | 2019-02-01 | Issued | Residential | Mechanical Permit | Installation - New | INSTALL HVAC & DUCTWORK NEW S.F. DWELLING | 3745 | STYLE CRAFT HOMES INC | 6225 LAKESIDE AVE | HENRICO | VA | 23228 | AIR FLOW HEATING & COOL LLC | 554-A SOUTHLAKE BLVD | NORTH CHESTERFIELD | VA | 23236
MEC2019-00370 | 812-700-5167 | 144 TOWNSHIP BLVD | 2019-02-01 | Issued | Residential | Mechanical Permit | Installation - New | INSTALL HVAC & DUCTWORK NEW S.F. DWELLING | 3745 | STYLE CRAFT HOMES INC | 6225 LAKESIDE AVE | HENRICO | VA | 23228 | AIR FLOW HEATING & COOL LLC | 554-A SOUTHLAKE BLVD | NORTH CHESTERFIELD | VA | 23236
MEC2019-00371 | 812-700-5666 | 148 TOWNSHIP BLVD | 2019-02-01 | Issued | Residential | Mechanical Permit | Installation - New | INSTALL HVAC & DUCTWORK NEW S.F. DWELLING | 3745 | STYLE CRAFT HOMES INC | 6225 LAKESIDE AVE | HENRICO | VA | 23228 | AIR FLOW HEATING & COOL LLC | 554-A SOUTHLAKE BLVD | NORTH CHESTERFIELD | VA | 23236
MEC2019-00372 | 812-700-5467 | 146 TOWNSHIP BLVD | 2019-02-01 | Issued | Residential | Mechanical Permit | Installation - New | INSTALL HVAC & DUCTWORK NEW S.F. DWELLING | 3745 | STYLE CRAFT HOMES INC | 6225 LAKESIDE AVE | HENRICO | VA | 23228 | AIR FLOW HEATING & COOL LLC | 554-A SOUTHLAKE BLVD | NORTH CHESTERFIELD | VA | 23236
MEC2019-00373 | 806-727-4548 | 713 STONE THROW CT | 2019-02-01 | Issued | Residential | Mechanical Permit | Installation - New | INSTALL HVAC & DUCTWORK NEW S.F. DWELLING | 4931 | WILLIAMS GENERAL CONTRACTOR LLC | 9101 CARDINAL CREEK DR | MECHANICSVILLE | VA | 23116 | AUTOMATED AIR SYSTEMS INC | 1723 RHOADMILLER ST | RICHMOND | VA | 23220
MEC2019-00374 | 781-772-2433 | 4010 RIVERMERE LN | 2019-02-01 | Issued | Residential | Mechanical Permit | Installation - New | INSTALL DIRECT VENT PREFAB GAS FIREPLACE (GAS/ELEC BY OTHERS) | 1500 | HHHUNT HOMES RICHMOND | 11237 NUCKOLS ROAD | GLEN ALLEN | VA | 23059 | FIREPLACE SOLUTIONS LLC | 305-E ASHCAKE RD | ASHLAND | VA | 23005
MEC2019-00375 | 734-755-2433 | 2607 KLEINDALE DR | 2019-02-01 | Finaled | Residential | Mechanical Permit | Replacement | Gas furnace. | 5000 | - | - | - | - | - | SHORT PUMP HEATING AND AIR LLC | 12111 RIDGEFIELD PKWY | HENRICO | VA | 23233
MEC2019-00376 | 781-772-1763 | 4034 RIVERMERE LN | 2019-02-01 | Issued | Residential | Mechanical Permit | Installation - New | Install new HVAC system | 6500 | - | - | - | - | - | OAKES HEATING & AC | 803 E NINE MILE RD | HENRICO | VA | 23075
MEC2019-00377 | 750-772-9033 | 10703 MABEN TRL | 2019-02-01 | Issued | Residential | Mechanical Permit | Installation - New | Install new HVAC system | 6500 | - | - | - | - | - | AIRMATE | 803 E NINEMILE RD | HENRICO | VA | 23075
MEC2019-00378 | 766-744-2007 | 2002 COLGATE AVE | 2019-02-01 | Finaled | Residential | Mechanical Permit | Replacement | Replace existing water heater. | 1500 | - | - | - | - | - | SHORT PUMP HEATING AND AIR LLC | 12111 RIDGEFIELD PKWY | HENRICO | VA | 23233
MEC2019-00379 | 750-772-2439 | 5109 MABEN HILL RUN | 2019-02-01 | Issued | Residential | Mechanical Permit | Installation - New | Install new HVAC system | 8500 | - | - | - | - | - | AIRMATE | 803 E NINEMILE RD | HENRICO | VA | 23075
MEC2019-00380 | 741-778-7613 | 11918 PARK FOREST WAY | 2019-02-01 | Issued | Residential | Mechanical Permit | Replacement | Replace existing gas water heater. | 1600 | - | - | - | - | - | SHORT PUMP HEATING AND AIR LLC | 12111 RIDGEFIELD PKWY | HENRICO | VA | 23233
MEC2019-00381 | 743-751-6561 | 10226 MAREMONT CT | 2019-02-01 | Issued | Residential | Mechanical Permit | Gas Piping | Pipe 9 KW generator to natural gas. | 1000 | - | - | - | - | - | H O FEILD ELECTRIC CO INC | P.O. BOX 6321 | ASHLAND | VA | 23005
MEC2019-00382 | 729-758-9384 | 3717 HUNTMASTER CT | 2019-02-01 | Issued | Residential | Mechanical Permit | Replacement | Replace existing water heater | 2900 | - | - | - | - | - | SHORT PUMP HEATING AND AIR LLC | 12111 RIDGEFIELD PKWY | HENRICO | VA | 23233
MEC2019-00383 | 730-761-7681 | 13628 SOVEREIGN CT | 2019-02-01 | Issued | Residential | Mechanical Permit | Replacement | Replace gas water heater. | 1500 | - | - | - | - | - | SHORT PUMP HEATING AND AIR LLC | 12111 RIDGEFIELD PKWY | HENRICO | VA | 23233
MEC2019-00384 | 734-758-5350 | 13001 TRINITY CT | 2019-02-01 | Finaled | Residential | Mechanical Permit | Replacement | INSTALL NEW AMERICAN STANDARD GAS FURNACE LIKE FOR LIKE REPLACEMENT | 3500 | - | - | - | - | - | ENV SPEC T/A HOWELL'S HEATING & AC | P O BOX 2048 | ASHLAND | VA | 23005
MEC2019-00385 | 777-747-8935 | 2719 KENWOOD AVE | 2019-02-01 | Issued | Residential | Mechanical Permit | Alteration | INSTALL STAINLESS STEEL LINER IN CHIMNEY TO VENT FURNACE | 1596 | - | - | - | - | - | GOLDENS CHIMNEY LINING | 19061 SHUMANS RD | RUGHER GLEN | VA | 22546
MEC2019-00386 | 757-731-8357 | 209 CULPEPER RD | 2019-02-01 | Issued | Residential | Mechanical Permit | Replacement | REMOVE OIL FURNACE & INSTALL 80K BTU GAS FURNACE | 3000 | - | - | - | - | - | JAMES RIVER AIR COND | 1905 WESTMORELAND ST | RICHMOND | VA | 23230
MEC2019-00387 | 825-694-0554 | 3501 DARBYTOWN CT | 2019-02-01 | Finaled | Residential | Mechanical Permit | Gas Piping | Set 500 Gal propane tank and run gas line to generator. | 1500 | - | - | - | - | - | SUBURBAN PROPANE | 12801 OLD STAGE RD | CHESTER | VA | 23836
MEC2019-00388 | 782-769-2567.093 | 1434 PATRIOT CIR | 2019-02-01 | Issued | Residential | Mechanical Permit | Replacement | REPLACE EXISTING GAS FURNACE & AC | 9731 | - | - | - | - | - | STAR SERVCO INC | 13507 E BOUNDAY RD | MIDLOTHIAN | VA | 23112
MEC2019-00389 | 800-703-5143 | 6440 OSBORNE TPKE | 2019-02-01 | Finaled | Residential | Mechanical Permit | Installation - New | INSTALL DIRECT VENT GAS INSERT & A NEW GAS LINE | 5408 | - | - | - | - | - | GREEN ENERGY CONCEPTS | 8154 MECHANICSVILLE TPK | MECHANICSVILLE | VA | 23111
MEC2019-00390 | 830-713-8933 | 315 SEABURY AVE | 2019-02-01 | Issued | Residential | Mechanical Permit | Installation - New | INSTALL A VENT FREE GAS STOVE & A NEW GAS LINE | 3776 | - | - | - | - | - | GREEN ENERGY CONCEPTS | 8154 MECHANICSVILLE TPK | MECHANICSVILLE | VA | 23111
MEC2019-00391 | 781-743-9353 | 2107 WEDGEWOOD AVE | 2019-02-04 | Issued | Residential | Mechanical Permit | Replacement | Replace oil furnace with a 2 ton heat pump and install new duct work. | 5000 | - | - | - | - | - | INTEGRITY HEATING AND AIR LLC | P O BOX 24021 | RICHMOND | VA | 23224
MEC2019-00392 | 766-741-9079 | 6705 THAYER CT | 2019-02-04 | Issued | Residential | Mechanical Permit | Replacement | REPLACE EXISTING SYSTEM | 4213 | - | - | - | - | - | GRIFFITH HEATING & COOLING INC | 12601 WILFONG DR | MIDLOTHIAN | VA | 23112
MEC2019-00393 | 762-774-5118.034 | 557 SIENA LN | 2019-02-04 | Finaled | Residential | Mechanical Permit | Replacement | REPLACE GAS FURNACE/AC WITH LIKE (NO NEW DUCTWORK) | 9583 | - | - | - | - | - | AMERICAN RESIDENTIAL SERVICES | 12916 OLD STAGE RD | CHESTER | VA | 23836
MEC2019-00394 | 750-775-0701 | 5213 RIVERS EDGE PL | 2019-02-04 | Issued | Residential | Mechanical Permit | Replacement | REPLACE GAS FURNACE/AC WITH LIKE (NO NEW DUCTWORK) | 7684 | - | - | - | - | - | AMERICAN RESIDENTIAL SERVICES | 12916 OLD STAGE RD | CHESTER | VA | 23836
MEC2019-00395 | 733-758-7350 | 12501 HARDING'S TRACE PL | 2019-02-04 | Issued | Residential | Mechanical Permit | Replacement | REPLACE GAS FURNACE/AC WITH LIKE (NO NEW DUCTWORK) | 11200 | - | - | - | - | - | AMERICAN RESIDENTIAL SERVICES | 12916 OLD STAGE RD | CHESTER | VA | 23836
MEC2019-00396 | 780-769-7907 | 1808 GREENWOOD GLEN DR | 2019-02-04 | Finaled | Residential | Mechanical Permit | Replacement | REPLACEMENT OF GAS FURNACE & AC (NO DUCTWORK) | 5000 | - | - | - | - | - | W G SPEEKS INC | 10711 PAULBROOK DRIVE | MIDLOTHIAN | VA | 23112
MEC2019-00397 | 749-762-5836 | 4217 PARK PLACE CT | 2019-02-05 | Issued | Commercial | Mechanical Permit | Tenant Upfit - Existing | INSTALL DUCT AND GRILLS IN NEW ADDITION | 10745 | GRAYBEALE CONSTRUCTION INC | 8420 MEADOWBRIDGE RD | MECHANICSVILLE | VA | 23116 | MACHINERY MOVERS & ERECTORS, INC. | 1622 COMMERCE RD. | RICHMOND | VA | 23224
MEC2019-00398 | 775-757-4183 | 8901 CARTERS BRIDGE CT | 2019-02-05 | Issued | Residential | Mechanical Permit | Installation - New | install new hvac system | 7800 | RYAN HOMES | 7501 BOULDERS VIEW DRIVE | RICHMOND | VA | 23225 | AIRMATE | 803 E NINEMILE RD | HENRICO | VA | 23075
MEC2019-00399 | 781-772-1359 | 4032 RIVERMERE LN | 2019-02-05 | Issued | Residential | Mechanical Permit | Installation - New | install new hvac system | 6500 | HHHUNT HOMES RICHMOND | 11237 NUCKOLS ROAD | GLEN ALLEN | VA | 23059 | AIRMATE | 803 E NINEMILE RD | HENRICO | VA | 23075
MEC2019-00400 | 753-750-5592 | 9208 FREESTONE AVE | 2019-02-05 | Issued | Residential | Mechanical Permit | Installation - New | Run gas line to generator | 750 | - | - | - | - | - | WOODFIN HEATING INC | 1823 N HAMILTON ST | RICHMOND | VA | 23230
MEC2019-00401 | 761-761-0616 | 9006 PRESTONDALE AVE | 2019-02-05 | Canceled | Residential | Mechanical Permit | Replacement | replace elec cook top with gas cook top | 659 | - | - | - | - | - | - | - | - | - | -
MEC2019-00402 | 756-736-3486 | 443 ZIONTOWN RD | 2019-02-06 | Issued | Residential | Mechanical Permit | Replacement | REPLACE 60K BTU GAS FURNACE/2.5 TON AC LIKE FOR LIKE | 4000 | - | - | - | - | - | JAMES RIVER AIR COND | 1905 WESTMORELAND ST | RICHMOND | VA | 23230
MEC2019-00403 | 781-750-8948 | 7111 TANYA AVE | 2019-02-06 | Issued | Residential | Mechanical Permit | Installation - New | INSTALL 2.5 TON HEAT PUMP & DUCTWORK | 6000 | - | - | - | - | - | JAMES RIVER AIR COND | 1905 WESTMORELAND ST | RICHMOND | VA | 23230
MEC2019-00404 | 738-779-5673 | 5005 FREMONT PL | 2019-02-06 | Issued | Residential | Mechanical Permit | Replacement | REPLACE 90K BTU GAS FURNACE LIKE FOR LIKE | 2000 | - | - | - | - | - | JAMES RIVER AIR COND | 1905 WESTMORELAND ST | RICHMOND | VA | 23230
MEC2019-00405 | 732-763-8485 | 12196 GRAHAM MEADOWS DR | 2019-02-06 | Issued | Residential | Mechanical Permit | Installation - New | INSTALL (2) PREFAB GAS FIREPLACES | 2000 | EAGLE CONSTRUCTION OF VA LLC | 2250 OLD BRICK RD | GLEN ALLEN | VA | 23060 | HEARTH AND HOME TECHNOLOGIES | 10126 HARRY J PARRISH BLVD | MANASSAS | VA | 20110
MEC2019-00406 | 798-736-5235 | 3719 VAWTER AVE | 2019-02-05 | Finaled | Residential | Mechanical Permit | Tank Removal/Pump and Cap | FOAM FILL UST | 1750 | - | - | - | - | - | J L BISHOP CONTRACTOR INC | 700 GROVE RD | MIDLOTHIAN | VA | 23114
MEC2019-00407 | 736-731-5563 | 6 LORRAINE STATION RD | 2019-02-05 | Issued | Residential | Mechanical Permit | Installation - New | Install forced air heat pump with duct in 2nd floor of barn to be renovated. | 8500 | BERG BUILDING CORPORATION | 1 HUNTLEY RD | RICHMOND | VA | 23226 | EXCELSIOR AIR LLC | 6412 MALLORY DR | HENRICO | VA | 23226
MEC2019-00408 | 741-772-4332 | 11072 ELLIS MEADOWS LN | 2019-02-06 | Issued | Residential | Mechanical Permit | Installation - New | INSTALL HVAC & DUCTWORK NEW S.F. DWELLING | 12000 | BRADFORD HOMES INC | PO BOX 3943 | RICHMOND | VA | 23235 | PIERCE MECHANICAL INC | PO BOX 3294 | CHESTER | VA | 23831
MEC2019-00409 | 739-778-8951 | 6043 CORWIN DR | 2019-02-06 | Finaled | Residential | Mechanical Permit | Installation - New | INSTALL NEW TANKLESS WATER HEATER INCLUDING NEW GAS PIPING TO WATER HEATER | 4673 | - | - | - | - | - | ENV SPEC T/A HOWELL'S HEATING & AC | P O BOX 2048 | ASHLAND | VA | 23005
MEC2019-00410 | 753-753-9520 | 9301 MINNA DR | 2019-02-06 | Finaled | Residential | Mechanical Permit | Replacement | REPLACE EXISTING GAS FURNACE AC & COIL | 8964 | - | - | - | - | - | STAR SERVCO INC | 13507 E BOUNDAY RD | MIDLOTHIAN | VA | 23112
MEC2019-00411 | 742-777-6482 | 6216 GINDA TER | 2019-02-06 | Issued | Residential | Mechanical Permit | Replacement | REPLACE EXISTING GAS FURNACE, AC & COIL | 8900 | - | - | - | - | - | STAR SERVCO INC | 13507 E BOUNDAY RD | MIDLOTHIAN | VA | 23112
MEC2019-00412 | 781-772-1455 | 4028 RIVERMERE LN | 2019-02-06 | Issued | Residential | Mechanical Permit | Installation - New | install new HVAC system | 6500 | HHHUNT HOMES RICHMOND | 11237 NUCKOLS ROAD | GLEN ALLEN | VA | 23059 | AIRMATE | 803 E NINEMILE RD | HENRICO | VA | 23075
MEC2019-00413 | 730-767-7336 | 4650 BROAD HILL DR | 2019-02-06 | Issued | Residential | Mechanical Permit | Installation - New | INSTALL PREFAB GAS FIREPLACE | 1000 | STYLE CRAFT HOMES INC | 6225 LAKESIDE AVE | HENRICO | VA | 23228 | HEARTH AND HOME TECHNOLOGIES | 10126 HARRY J PARRISH BLVD | MANASSAS | VA | 20110
MEC2019-00414 | 818-707-5124 | 2901 CHARLES CITY RD | 2019-02-12 | Issued | Commercial | Mechanical Permit | Installation - New | DEMO & NEW INSTALL OF DUCT, EXHAUST FANS & AHU'S PER DRAWINGS | 272000 | EMERALD CONSTRUCTION CO | 2219 DABNEY RD | RICHMOND | VA | 23230 | PIEDMONT SERVICE GROUP | 2223 TOMLYNN ST | RICHMOND | VA | 23230
MEC2019-00415 | 780-765-9699 | 10005 HIGHVIEW AVE | 2019-02-06 | Inspection | Residential | Mechanical Permit | Installation - New | Set 2-120 gallen Propane tank and run gas pipe to generator. | 861 | - | - | - | - | - | CAPITAL OIL CO. INC. | PO BOX 26664 | RICHMOND | VA | -
MEC2019-00416 | 771-738-5087 | 1506 LAKE AVE | 2019-02-06 | Issued | Residential | Mechanical Permit | Installation - New | Set 1-100 Gallon Propane tank and run gas pipe | 1573 | - | - | - | - | - | CAPITAL OIL CO. INC. | PO BOX 26664 | RICHMOND | VA | -
MEC2019-00417 | 783-766-5326 | 1100 LEE'S CROSSING CT | 2019-02-06 | Issued | Residential | Mechanical Permit | Replacement | Replace gas furnace | 6750 | - | - | - | - | - | WOODFIN HEATING INC | 1823 N HAMILTON ST | RICHMOND | VA | 23230
MEC2019-00418 | 754-738-8769 | 533 GREENE RIDGE RD | 2019-02-06 | Finaled | Residential | Mechanical Permit | Replacement | Replace gas furnace and install steam humidifier | 11778 | - | - | - | - | - | WOODFIN HEATING INC | 1823 N HAMILTON ST | RICHMOND | VA | 23230
MEC2019-00419 | 780-758-1609 | 1636 E PARHAM RD | 2019-02-13 | Finaled | Commercial | Mechanical Permit | Replacement | Replace RTU per plan Install new duct from existing RTU drops Install new grills & flex per plans | 9510 | COMMONWEALTH BUILDING SERVICES INC | 11091 CARTERS VALLEY TERRACE | CHESTERFIELD | VA | 23838 | MILLER MECHANICAL | P O BOX 1429 | GLEN ALLEN | VA | 23060
MEC2019-00420 | 751-752-9819 | 2115 MANLYN RD | 2019-02-06 | Finaled | Residential | Mechanical Permit | Replacement | Install replacement hot water boiler | 9000 | - | - | - | - | - | AMERICAN SERVICE COMPANY RVA LLC | 5001 W VILLAGE GREEN DR | MIDLOTHIAN | VA | 23112
MEC2019-00421 | 769-739-8551 | 5905 FITZHUGH AVE | 2019-02-06 | Issued | Residential | Mechanical Permit | Installation - New | Gas piping for heat in new addirion | 1200 | MATTMO CONSTRUCTION LLC | 1507 BELLEVUE AVE | RICHMOND | VA | 23230 | CAPITAL OIL CO. INC. | PO BOX 26664 | RICHMOND | VA | -
MEC2019-00422 | 764-741-1729 | 7100 W FRANKLIN ST | 2019-02-06 | Issued | Residential | Mechanical Permit | Replacement | REPLACE 150K BTU GAS BOILER (NO DUCT WORK) | 8991 | - | - | - | - | - | SERVICE EXPERTS HTG & AC | 1607 RHOADMILLER ST | RICHMOND | VA | 23220
MEC2019-00423 | 758-736-6986 | 7104 HILLSDALE DR | 2019-02-06 | Issued | Residential | Mechanical Permit | Installation - New | INSTALL (2) VENT FREE PREFAB GAS FIREPLACES (GAS/ELEC BY OTHERS) | 4700 | APPICH CONSTRUCTION | 14321 WINTER RIDGE LN | MIDLOTHIAN | VA | 23113 | FIREPLACE SOLUTIONS LLC | 305-E ASHCAKE RD | ASHLAND | VA | 23005
MEC2019-00424 | 837-722-7155 | 1100 GRAPEVINE RD | 2019-02-06 | Issued | Residential | Mechanical Permit | Installation - New | INSTALL GAS INSERT & A NEW GAS LINE | 4250 | - | - | - | - | - | GREEN ENERGY CONCEPTS | 8154 MECHANICSVILLE TPK | MECHANICSVILLE | VA | 23111
MEC2019-00425 | 744-747-9777 | 10224 RAINTREE COMMONS LN | 2019-02-06 | Finaled | Residential | Mechanical Permit | Replacement | REPLACE A DIRECT VENT GAS FIREPLACE TO AN EXISTING GAS LINE | 5238 | - | - | - | - | - | GREEN ENERGY CONCEPTS | 8154 MECHANICSVILLE TPK | MECHANICSVILLE | VA | 23111
MEC2019-00426 | 783-761-0394 | 1312 PENNSYLVANIA AVE | 2019-02-06 | Inspection | Residential | Mechanical Permit | Installation - New | Install new HVAC system. | 4000 | CMF PROPERTY & LEASING LLC | 12714 BAYHILL DR | CHESTERFIELD | VA | 23836 | CMF PROPERTY & LEASING LLC | 12714 BAYHILL DR | CHESTERFIELD | VA | 23836
MEC2019-00427 | 732-752-9891 | 12517 EVANSDALE RD | 2019-02-07 | Inspection | Residential | Mechanical Permit | Installation - New | Run I/S, O/S line, set up tank. | 859 | - | - | - | - | - | SOUTHERN STATES | 11023 WASHINGTON HWY | GLEN ALLEN | VA | 23059
MEC2019-00428 | 855-711-2589 | 4743 OLD WILLIAMSBURG RD | 2019-02-07 | Finaled | Residential | Mechanical Permit | Gas Piping | Run O/S line to generator. | 3660 | - | - | - | - | - | SOUTHERN STATES | 11023 WASHINGTON HWY | GLEN ALLEN | VA | 23059
MEC2019-00429 | 747-769-0255 | 824 ALDEN PARKE DR | 2019-02-07 | Issued | Residential | Mechanical Permit | Installation - New | GAS FURNACE, AC & DUCTWORK SINGLE FAMILY DWELLING | 21860 | LEGAULT HOMES LLC | P O BOX 5575 | GLEN ALLEN | VA | 23058 | RIVER CITY HEATING & AIR INC | 6404 MALLORY DR | RICHMOND | VA | 23226
MEC2019-00430 | 829-716-1001 | 4 MEDLOCK RD | 2019-02-07 | Issued | Residential | Mechanical Permit | Gas Piping | TRENCH APPROX 30' OF GAS PIPING FROM LP TANK TO GENERATOR | 1200 | - | - | - | - | - | WOODFIN HEATING INC | 1823 N HAMILTON ST | RICHMOND | VA | 23230
MEC2019-00431 | 750-763-7063 | 4405 COX RD | 2019-02-11 | Issued | Commercial | Mechanical Permit | Replacement | REPLACEMENT OF EXISTING HVAC RTU | 136890 | - | - | - | - | - | PATRIOT MECHANICAL | 10015 LICKINGHOLE RD | ASHLAND | VA | 23005
MEC2019-00432 | 764-766-8772 | 10516 COURTNEY RD | 2019-02-07 | Finaled | Residential | Mechanical Permit | Installation - New | SET TWO 100 GAL ABOVE GROUND LP TANKS, RUN GAS LINE HOOK GAS TO GENERATOR | 500 | - | - | - | - | - | VIRGINIA PROPANE INC | 11009 RICHARDSON RD | ASHLAND | VA | 23005
MEC2019-00433 | 792-752-7746 | 7929 CAPISTRANO DR | 2019-02-07 | Issued | Residential | Mechanical Permit | Installation - New | SET TANK AND HOOK TO STUB OUT | 200 | - | - | - | - | - | VIRGINIA PROPANE INC | 11009 RICHARDSON RD | ASHLAND | VA | 23005
MEC2019-00434 | 775-748-7334 | 2923 RUTHLAND RD | 2019-02-07 | Issued | Residential | Mechanical Permit | Installation - New | SET 100GAL ABOVE GROUND LP TANK HOOK TO STUB | 200 | - | - | - | - | - | VIRGINIA PROPANE INC | 11009 RICHARDSON RD | ASHLAND | VA | 23005
MEC2019-00435 | 780-745-7953 | 2201 GINTER ST | 2019-02-07 | Finaled | Residential | Mechanical Permit | Installation - New | SET 100GAL ABOVE GROUND LP TANK HOOK TO STUB | 200 | - | - | - | - | - | VIRGINIA PROPANE INC | 11009 RICHARDSON RD | ASHLAND | VA | 23005
MEC2019-00436 | 762-746-2294 | 1817 ROCKWOOD RD | 2019-02-07 | Finaled | Residential | Mechanical Permit | Replacement | Replace 60k BTU gas furnace, coil and A/C. | 5550 | - | - | - | - | - | GUNDLACH | 2707 ELLIS LANE | RICHMOND | VA | 23294
MEC2019-00437 | 746-765-7594 | 4504 SADLER GROVE CT | 2019-02-07 | Issued | Residential | Mechanical Permit | Installation - New | Install new duct work on the third floor, to be attached to the second floor system. | 2000 | - | - | - | - | - | DEMENT ENERGY SERVICES | 8703 GREENFORD DR | HENRICO | VA | 23294
MEC2019-00438 | 769-772-3362 | 3729 HEVERLEY DR | 2019-02-07 | Issued | Residential | Mechanical Permit | Installation - New | INSTALL (1) 2 TON OUTDOOR UNIT (1) 2 TON INDOOR WALL HUNG UNIT | 1370 | OGBURN CONSTRUCTION INC | 32 COBBLESTONE CIR | HENRICO | VA | 23228 | GREEN AIR INC | 105 SYLVIA RD | ASHLAND | VA | 23005
MEC2019-00439 | 825-691-2499 | 6978 BOLELYN DR | 2019-02-07 | Finaled | Residential | Mechanical Permit | Installation - New | INSTALL PREFAB GAS FIREPLACE | 1000 | EASTWOOD HOMES OF RICHMOND LLC | 2857 WESTPORT RD | CHARLOTTE | NC | 28208 | HEARTH AND HOME TECHNOLOGIES | 10126 HARRY J PARRISH BLVD | MANASSAS | VA | 20110
MEC2019-00440 | 820-690-2504 | 7740 JARWIN LN | 2019-02-07 | Finaled | Residential | Mechanical Permit | Installation - New | INSTALL PREFAB PROPANE FIREPLACE | 1000 | J W SULLIVAN CONSTRUCTION INC | 14112 SPRUCE AVE | CHESTER | VA | 23836 | HEARTH AND HOME TECHNOLOGIES | 10126 HARRY J PARRISH BLVD | MANASSAS | VA | 20110
MEC2019-00441 | 845-689-2693 | 5428 SUNSET OAK WAY | 2019-02-07 | Finaled | Residential | Mechanical Permit | Installation - New | INSTALL PREFAB PROPANE FIREPLACE | 1000 | MAIN STREET HOMES | PO BOX 461 | MIDLOTHIAN | VA | 23113 | HEARTH AND HOME TECHNOLOGIES | 10126 HARRY J PARRISH BLVD | MANASSAS | VA | 20110
MEC2019-00442 | 734-781-4615 | 6711 DONAHUE DR | 2019-02-07 | Finaled | Residential | Mechanical Permit | Installation - New | INSTALL PREFAB GAS FIREPLACE | 1000 | BOONE HOMES INC | 129 BROAD STREET RD | MANAKIN SABOT | VA | 23103 | HEARTH AND HOME TECHNOLOGIES | 10126 HARRY J PARRISH BLVD | MANASSAS | VA | 20110
MEC2019-00443 | 731-764-7322 | 12334 DEWHURST AVE | 2019-02-07 | Finaled | Residential | Mechanical Permit | Installation - New | INSTALL AN ADDITIONAL PREFAB GAS FIREPLACE | 1000 | EAGLE CONSTRUCTION OF VA LLC | 2250 OLD BRICK RD | GLEN ALLEN | VA | 23060 | HEARTH AND HOME TECHNOLOGIES | 10126 HARRY J PARRISH BLVD | MANASSAS | VA | 20110
MEC2019-00444 | 762-744-8877 | 1623 FOSTER RD | 2019-02-07 | Issued | Residential | Mechanical Permit | Replacement | INSTALLING NEW 2.5TON SYSTEM WITH 80% GAS FURNACE IN CRAWL SPACE INSULATE EXISTING METAL DUCTWORK AND INSTALL NEW BATHROOM EXHAUST FAN | 5000 | - | - | - | - | - | - | - | - | - | -
MEC2019-00445 | 804-699-2028 | 1420 LOUDON ST | 2019-02-07 | Issued | Residential | Mechanical Permit | Installation - New | INSTALL HVAC NEW S.F. DWELLING | 4040 | LIBERTY HOMES INC | 8249 CROWN COLONY PKWY | MECHANICSVILLE | VA | 23116 | AUTOMATED AIR SYSTEMS INC | 1723 RHOADMILLER ST | RICHMOND | VA | 23220
MEC2019-00446 | 749-758-7991 | 3901 WESTERRE PKWY | 2019-02-11 | Finaled | Commercial | Mechanical Permit | Tenant Upfit - Existing | DEMO EXISTING VAV & DUCTWORK INSTALL NEW VAV & DUCTWORK RELOCATE GRILLS PER PLANS | 19932 | DALLAN CONSTRUCTION INC | 4900 FITZHUGH AVE | RICHMOND | VA | 23230 | MILLER MECHANICAL | P O BOX 1429 | GLEN ALLEN | VA | 23060
MEC2019-00448 | 797-711-6266.005 | 13 FLATWATER ROW Unit: A | 2019-02-11 | Issued | Commercial | Mechanical Permit | Installation - New | INSTALL HVAC NEW SFD (CONDO) | 7900 | STANLEY MARTIN COMPANIES LLC | 11710 PLAZA AMERICA DR | RESTON | VA | 20190 | FOSTER PLMBG & HEATING INC | P O BOX 35731 | RICHMOND | VA | 23235
MEC2019-00449 | 797-711-6266.006 | 13 FLATWATER ROW Unit: B | 2019-02-11 | Issued | Commercial | Mechanical Permit | Installation - New | INSTALL HVAC NEW SFD (CONDO) | 7900 | STANLEY MARTIN COMPANIES LLC | 11710 PLAZA AMERICA DR | RESTON | VA | 20190 | FOSTER PLMBG & HEATING INC | P O BOX 35731 | RICHMOND | VA | 23235
MEC2019-00450 | 797-711-6266.003 | 15 FLATWATER ROW Unit: A | 2019-02-11 | Issued | Commercial | Mechanical Permit | Installation - New | INSTALL HVAC NEW SFD (CONDO) | 7900 | STANLEY MARTIN COMPANIES LLC | 11710 PLAZA AMERICA DR | RESTON | VA | 20190 | FOSTER PLMBG & HEATING INC | P O BOX 35731 | RICHMOND | VA | 23235
MEC2019-00451 | 797-711-6266.004 | 15 FLATWATER ROW Unit: B | 2019-02-11 | Issued | Commercial | Mechanical Permit | Installation - New | INSTALL HVAC NEW SFD (CONDO) | 7900 | STANLEY MARTIN COMPANIES LLC | 11710 PLAZA AMERICA DR | RESTON | VA | 20190 | FOSTER PLMBG & HEATING INC | P O BOX 35731 | RICHMOND | VA | 23235
MEC2019-00452 | 797-711-6266.001 | 17 FLATWATER ROW Unit: A | 2019-02-11 | Issued | Commercial | Mechanical Permit | Installation - New | INSTALL HVAC NEW SFD (CONDO) | 7900 | STANLEY MARTIN COMPANIES LLC | 11710 PLAZA AMERICA DR | RESTON | VA | 20190 | FOSTER PLMBG & HEATING INC | P O BOX 35731 | RICHMOND | VA | 23235
MEC2019-00453 | 797-711-6266.002 | 17 FLATWATER ROW Unit: B | 2019-02-11 | Issued | Commercial | Mechanical Permit | Installation - New | INSTALL HVAC NEW SFD (CONDO) | 7900 | STANLEY MARTIN COMPANIES LLC | 11710 PLAZA AMERICA DR | RESTON | VA | 20190 | FOSTER PLMBG & HEATING INC | P O BOX 35731 | RICHMOND | VA | 23235
MEC2019-00454 | 860-696-1711 | 4900 DI'S WAY | 2019-02-08 | Issued | Residential | Mechanical Permit | Installation - New | install 3 ton heat pump system | 4200 | - | - | - | - | - | JAMES E. HALL III | 106 R ROXBURY IND. | CHARLES CITY | VA | 23030
MEC2019-00455 | 817-683-5202 | 8497 STRATH RD | 2019-02-08 | Issued | Residential | Mechanical Permit | Installation - New | install 2 ton heat pump system | 3400 | - | - | - | - | - | JAMES E. HALL III | 106 R ROXBURY IND. | CHARLES CITY | VA | 23030
MEC2019-00456 | 744-759-3672 | 214 GEESE LNDG | 2019-02-08 | Issued | Residential | Mechanical Permit | Replacement | LIKE FOR LIKE CHANGE OUT OF 40K BTU GAS FURNACE | 3420 | - | - | - | - | - | SOUTHERN GOODMAN MECHANICAL | 1201 SYCAMORE SQUARE DR | MIDLOTHIAN | VA | 23113
MEC2019-00457 | 845-690-0673 | 9200 SUNSET OAK CIR | 2019-02-08 | Issued | Residential | Mechanical Permit | Installation - New | BURY 500 UG AND TRENCH LINE TO STUBOUT | 750 | MAIN STREET HOMES | PO BOX 461 | MIDLOTHIAN | VA | 23113 | BREMAC INC | 8133 MECHANICSVILLE TPK | MECHANICSVILLE | VA | 23111
MEC2019-00458 | 747-740-1183 | 9314 AVALON DR | 2019-02-08 | Finaled | Residential | Mechanical Permit | Replacement | REPLACE 75K BTU GAS FURNACE/3.5 TON AC LIKE FOR LIKE | 4000 | - | - | - | - | - | JAMES RIVER AIR COND | 1905 WESTMORELAND ST | RICHMOND | VA | 23230
MEC2019-00459 | 788-766-2031.213 | 900 MASTERS ROW Unit: J | 2019-02-08 | Issued | Residential | Mechanical Permit | Replacement | REPLACE EXISTING AQUATHERM WITH 1.5 TON HEAT PUMP | 2500 | - | - | - | - | - | JAMES RIVER AIR COND | 1905 WESTMORELAND ST | RICHMOND | VA | 23230
MEC2019-00460 | 781-743-1618 | 2218 BRYAN PARK AVE | 2019-02-08 | Issued | Residential | Mechanical Permit | Installation - New | Install stainless steel lining in existing wood burning fireplace chimney. | 2500 | ALLSTATE CHIMNEY SERVICE LLC | 11234 CREEK WOOD TR | ASHLAND | VA | 23005 | - | - | - | - | -
MEC2019-00461 | 750-736-0734 | 8655 RIVERWOOD DR | 2019-02-08 | Finaled | Residential | Mechanical Permit | Replacement | RELINE FURNACE FLUE WITH A NEW STAINLESS STEEL LINER | 2900 | - | - | - | - | - | CHIMNEY SAVER SOLUTIONS | 9306 OLD STAPLES MILL RD | RICHMOND | VA | 23228
MEC2019-00462 | 758-749-0117 | 2104 MILBANK RD | 2019-02-08 | Issued | Residential | Mechanical Permit | Alteration | add gas connection for generator and up grade meter | 1600 | - | - | - | - | - | NUCKOLS PLUMBING & GAS LLC | 2100 TOMLYNN STREET | HENRICO | VA | 23230
MEC2019-00463 | 734-749-1998 | 1901 CAMBRIDGE CIR | 2019-02-11 | Issued | Residential | Mechanical Permit | Installation - New | INSTALL PREFAB WOOD BURNING FIREPLACE | 1700 | - | - | - | - | - | FIREPLACE SOLUTIONS LLC | 305-E ASHCAKE RD | ASHLAND | VA | 23005
MEC2019-00464 | 730-767-7336 | 4652 BROAD HILL DR | 2019-02-11 | Issued | Residential | Mechanical Permit | Installation - New | INSTALL PREFAB GAS FIREPLACE | 1000 | STYLE CRAFT HOMES INC | 6225 LAKESIDE AVE | HENRICO | VA | 23228 | HEARTH AND HOME TECHNOLOGIES | 10126 HARRY J PARRISH BLVD | MANASSAS | VA | 20110
MEC2019-00466 | 820-690-2504 | 7740 JARWIN LN | 2019-02-11 | Issued | Residential | Mechanical Permit | Installation - New | INSTALL 2 NEW HEAT PUMP SYSTEMS NEW S.F. DWELLING | 5000 | J W SULLIVAN CONSTRUCTION INC | 14112 SPRUCE AVE | CHESTER | VA | 23836 | VIRGINIA HEATING & COOLING | P O BOX 3294 | CHESTER | VA | 23831
MEC2019-00467 | 740-749-1460 | 10824 MILLINGTON LN | 2019-02-11 | Issued | Residential | Mechanical Permit | Replacement | REPLACE 60K BTU GAS FURNACE/3 TON AC LIKE FOR LIKE | 5000 | - | - | - | - | - | JAMES RIVER AIR COND | 1905 WESTMORELAND ST | RICHMOND | VA | 23230
MEC2019-00468 | 773-742-0211 | 5102 BETHLEHEM RD | 2019-02-11 | Issued | Residential | Mechanical Permit | Replacement | REPLACE 50K BTU GAS FURNACE/2.5 TON AC LIKE FOR LIKE | 4000 | - | - | - | - | - | JAMES RIVER AIR COND | 1905 WESTMORELAND ST | RICHMOND | VA | 23230
MEC2019-00469 | 844-688-9888 | 5405 GREAT OAKS CIR | 2019-02-11 | Issued | Residential | Mechanical Permit | Installation - New | INSTALL DUCTED HHVAC NEW S F DWELLING | 12858 | MAIN STREET HOMES | PO BOX 461 | MIDLOTHIAN | VA | 23113 | GRIFFITH HEATING & COOLING INC | 12601 WILFONG DR | MIDLOTHIAN | VA | 23112
MEC2019-00470 | 774-759-2522 | 9501 WOODMAN RD | 2019-02-12 | Issued | Commercial | Mechanical Permit | Replacement | REPLACE LIKE FOR LIKE 6 TON GAS/ELECTRIC HVAC RTU & MAKE ALL RECONNECTIONS | 12173 | - | - | - | - | - | MOORE'S ELECTRICAL & MECHANICAL | PO BOX 119 | ALTAVISTA | VA | 24517
MEC2019-00471 | 813-701-3655 | 3388 NEW HERITAGE LOOP | 2019-02-11 | Issued | Residential | Mechanical Permit | Installation - New | INSTALL HVAC NEW S.F. DWELLING | 7000 | STYLE CRAFT HOMES INC | 6225 LAKESIDE AVE | HENRICO | VA | 23228 | SUPERIOR PLUMBING HEATING & AIR INC | 2809 ACKLEY AVE | RICHMOND | VA | 23228
MEC2019-00472 | 822-723-5030 | 108 S KALMIA AVE | 2019-02-11 | Issued | Residential | Mechanical Permit | Installation - New | Install HVAC in new house. | 4500 | - | - | - | - | - | RHOTEN | 226 N. LINDEN AVE | HIGHLAND SPRINGS | VA | 23075
MEC2019-00473 | 753-768-5492 | 4871 COX RD | 2019-02-12 | Issued | Commercial | Mechanical Permit | Tenant Upfit - Existing | PROVIDE AND INSTALL LIKE FOR LIKE VAV TERMINAL BOX | 10000 | EDWARD L MULLER CONSTRUCTION CO INC | 304 ROXBURY INDUSTRIAL CENTER | CHARLES CITY | VA | 23230 | COLONIAL WEBB CONTRACTORS-(PM) | 2820 ACKLEY AVE | HENRICO | VA | 23228
MEC2019-00474 | 805-710-9109 | 5715 EDGELAWN ST | 2019-02-12 | Issued | Residential | Mechanical Permit | Installation - New | INSTALL HVAC NEW S.F. DWELLING | 4040 | LIBERTY HOMES INC | 8249 CROWN COLONY PKWY | MECHANICSVILLE | VA | 23116 | AUTOMATED AIR SYSTEMS INC | 1723 RHOADMILLER ST | RICHMOND | VA | 23220
MEC2019-00475 | 808-686-9084 | 1855 MILL RD | 2019-02-12 | Issued | Residential | Mechanical Permit | Installation - New | INSTALL HVAC NEW S.F. DWELLING | 4040 | LIBERTY HOMES INC | 8249 CROWN COLONY PKWY | MECHANICSVILLE | VA | 23116 | AUTOMATED AIR SYSTEMS INC | 1723 RHOADMILLER ST | RICHMOND | VA | 23220
MEC2019-00476 | 746-734-7520 | 8911 ALENDALE RD | 2019-02-12 | Finaled | Residential | Mechanical Permit | Replacement | REPLACE A DIRECT VENT GAS FIREPLACE TO AN EXISTING GAS LINE | 6624 | - | - | - | - | - | GREEN ENERGY CONCEPTS | 8154 MECHANICSVILLE TPK | MECHANICSVILLE | VA | 23111
MEC2019-00477 | 747-736-0944 | 9002 RIO GRANDE RD | 2019-02-12 | Issued | Residential | Mechanical Permit | Alteration | INSTALL DUCTLESS MINI SPLIT HEAT PUMP | 3500 | - | - | - | - | - | H & H HEATING & AC | 1556 WHIPPOORWILL RD | HENRICO | VA | 23233
MEC2019-00478 | 765-741-8883 | 6802 BERKELEY ESTATES LN | 2019-02-12 | Issued | Residential | Mechanical Permit | Replacement | REPLACE EXISTING HVAC | 4263 | - | - | - | - | - | GRIFFITH HEATING & COOLING INC | 12601 WILFONG DR | MIDLOTHIAN | VA | 23112
MEC2019-00479 | 785-751-8230 | 5608 HAWTHORNE AVE | 2019-02-12 | Issued | Residential | Mechanical Permit | Replacement | REPLACE A DIRECT VENT GAS INSERT TO AN EXISTING GAS LINE | 5096 | - | - | - | - | - | GREEN ENERGY CONCEPTS | 8154 MECHANICSVILLE TPK | MECHANICSVILLE | VA | 23111
MEC2019-00480 | 783-753-7516 | 7516 LANDSWORTH AVE | 2019-02-12 | Issued | Residential | Mechanical Permit | Installation - New | INSTALL A SET OF GAS LOGS AND A NEW GAS LINE | 2490 | - | - | - | - | - | GREEN ENERGY CONCEPTS | 8154 MECHANICSVILLE TPK | MECHANICSVILLE | VA | 23111
MEC2019-00481 | 787-745-6896 | 806 WILMER AVE | 2019-02-12 | Issued | Residential | Mechanical Permit | Installation - New | INSTALL A GAS INSERT AND A NEW GAS LINE | 3967 | - | - | - | - | - | GREEN ENERGY CONCEPTS | 8154 MECHANICSVILLE TPK | MECHANICSVILLE | VA | 23111
MEC2019-00482 | 730-767-7336 | 4660 BROAD HILL DR | 2019-02-12 | Issued | Residential | Mechanical Permit | Installation - New | INSTALL PREFAB GAS FIREPLACE | 1000 | STYLE CRAFT HOMES INC | 6225 LAKESIDE AVE | HENRICO | VA | 23228 | HEARTH AND HOME TECHNOLOGIES | 10126 HARRY J PARRISH BLVD | MANASSAS | VA | 20110
MEC2019-00483 | 730-767-7336 | 4654 BROAD HILL DR | 2019-02-12 | Issued | Residential | Mechanical Permit | Installation - New | INSTALL PREFAB GAS FIREPLACE | 1000 | STYLE CRAFT HOMES INC | 6225 LAKESIDE AVE | HENRICO | VA | 23228 | HEARTH AND HOME TECHNOLOGIES | 10126 HARRY J PARRISH BLVD | MANASSAS | VA | 20110
MEC2019-00484 | 730-767-7336 | 4658 BROAD HILL DR | 2019-02-12 | Issued | Residential | Mechanical Permit | Installation - New | INSTALL PREFAB GAS FIREPLACE | 1000 | STYLE CRAFT HOMES INC | 6225 LAKESIDE AVE | HENRICO | VA | 23228 | HEARTH AND HOME TECHNOLOGIES | 10126 HARRY J PARRISH BLVD | MANASSAS | VA | 20110
MEC2019-00485 | 738-748-9732 | 1810 TUNBRIDGE DR | 2019-02-12 | Finaled | Residential | Mechanical Permit | Replacement | REPLACE 75K BTU GAS FURNACE LIKE FOR LIKE | 2000 | - | - | - | - | - | JAMES RIVER AIR COND | 1905 WESTMORELAND ST | RICHMOND | VA | 23230
MEC2019-00486 | 749-756-2633 | 2900 BARBARA CT | 2019-02-12 | Issued | Residential | Mechanical Permit | Replacement | REPLACE 75K BTU GAS FURNACE LIKE FOR LIKE | 2000 | - | - | - | - | - | JAMES RIVER AIR COND | 1905 WESTMORELAND ST | RICHMOND | VA | 23230
MEC2019-00487 | 740-780-8770.054 | 12036 LAYTON DR | 2019-02-11 | Inspection | Residential | Mechanical Permit | Alteration | remove old ventless gas fire place and install new vented gas fire place OWNER PULLING PERMIT | 6500 | - | - | - | - | - | ACME STOVE AND FIREPLACE CENTER | 48 BROAD STREET RD | MANAKIN-SABOT | VA | 23103
MEC2019-00488 | 769-737-3039 | 5801 BREMO RD | 2019-02-12 | Issued | Commercial | Mechanical Permit | Tenant Upfit - Existing | Install MRI chiller & chilled water pipe rework exist supply, return & exh duct new Grd's connect MRI to exist quench duct install 3 motorized dampers | 85000 | TAYLOR & PARRISH INC | 710 PERRY ST | RICHMOND | VA | 23224 | ATLANTIC CONSTRUCTORS INC | 1401 BATTERY BROOKE PKWY | RICHMOND | VA | 23237
MEC2019-00489 | 751-733-5103 | 104 RUNNING CEDAR LN | 2019-02-12 | Finaled | Residential | Mechanical Permit | Installation - New | Install 50 feet of galvanized piping for NG. Install 2 fireplaces and leave connectors for future appliances | 2250 | - | - | - | - | - | NEW DAY MECHANICAL LLC | 831 WILLOW BROOK RD | BUMPASS | VA | 23024
MEC2019-00490 | 768-763-0692 | 10114 HERITAGE LN | 2019-02-12 | Issued | Residential | Mechanical Permit | Installation - New | Set (1) 120 gal propane tank, install inside and outside gas line for fireplace insert. | 500 | - | - | - | - | - | ANDERSON PROPANE | P O BOX 300 | FREDERICKSBURG | VA | 22404
MEC2019-00491 | 760-742-2508 | 1204 FOXCROFT RD | 2019-02-12 | Inspection | Residential | Mechanical Permit | Other | Add minisplit in basement add ductwork to addition to tie in existing unit. | 3000 | OWNER-GLEN E WALKER | - | - | - | - | REEL TIME CONSTRUCTION LLC | 8814 FARGO RD | HENRICO | VA | 23229
MEC2019-00492 | 756-732-8561 | 8012 CAMERON RD | 2019-02-12 | Issued | Residential | Mechanical Permit | Replacement | Replace gas furnace. Amend to run gas lines to furnace and tankless water heater and lamps | 16627 | - | - | - | - | - | WOODFIN HEATING INC | 1823 N HAMILTON ST | RICHMOND | VA | 23230
MEC2019-00493 | 745-768-5187 | 4917 WILLOWS GREEN LN | 2019-02-12 | Issued | Residential | Mechanical Permit | Replacement | replace gas furnace and water heater | 13112 | - | - | - | - | - | WOODFIN HEATING INC | 1823 N HAMILTON ST | RICHMOND | VA | 23230
MEC2019-00494 | 806-716-4227 | 4604 MCGILL ST | 2019-02-12 | Issued | Residential | Mechanical Permit | Replacement | Replace oil furnace with heat pump | 10000 | - | - | - | - | - | WOODFIN HEATING INC | 1823 N HAMILTON ST | RICHMOND | VA | 23230
MEC2019-00495 | 837-722-7155 | 1100 GRAPEVINE RD | 2019-02-12 | Finaled | Residential | Mechanical Permit | Other | Set 100 gallon Propane Tank. Hook to stub out | 200 | - | - | - | - | - | VIRGINIA PROPANE INC | 11009 RICHARDSON RD | ASHLAND | VA | 23005
MEC2019-00496 | 761-737-6466 | 505 RIDGE TOP RD | 2019-02-12 | Issued | Residential | Mechanical Permit | Gas Piping | Install gas line to generator. | 2000 | - | - | - | - | - | MASTER ELECTRICAL SERVICES LLC | 1735 ARLINGTON RD | RICHMOND | VA | 23230
MEC2019-00497 | 749-740-3222 | 9004 SPLITWOOD CIR | 2019-02-12 | Finaled | Residential | Mechanical Permit | Other | Set 100 Gallon Liquid Propane Tank and hook to stub out | 200 | - | - | - | - | - | VIRGINIA PROPANE INC | 11009 RICHARDSON RD | ASHLAND | VA | 23005
MEC2019-00498 | 730-750-3304 | 2311 PLEASANT RUN DR | 2019-02-12 | Finaled | Residential | Mechanical Permit | Replacement | replacing 90,000 BU gas furnace | 9700 | - | - | - | - | - | MICHAEL & SON SERVICES INC | 1407 CUMMINGS DR | RICHMOND | VA | 23220
MEC2019-00499 | 800-703-6458 | 6430 OSBORNE TPKE | 2019-02-12 | Issued | Residential | Mechanical Permit | Alteration | RELINE FIREPLACE FLUE W/A STAINLESS STEEL CHIMNEY LINER | 2125 | - | - | - | - | - | ELITE CHIMNEY SERVICES | 6507 OLD WARWICK RD | RICHMOND | VA | 23225
MEC2019-00500 | 756-744-6644 | 1507 BAYSDALE LN | 2019-02-12 | Issued | Residential | Mechanical Permit | Alteration | RELINE FIREPLACE FLUE W/A STAINLESS STEEL CHIMNEY LINER | 2210 | - | - | - | - | - | ELITE CHIMNEY SERVICES | 6507 OLD WARWICK RD | RICHMOND | VA | 23225
MEC2019-00501 | 825-691-1696 | 6974 BOLELYN DR | 2019-02-13 | Finaled | Residential | Mechanical Permit | Installation - New | INSTALL PREFAB GAS FIREPLACE | 1000 | EASTWOOD HOMES OF RICHMOND LLC | 2857 WESTPORT RD | CHARLOTTE | NC | 28208 | HEARTH AND HOME TECHNOLOGIES | 10126 HARRY J PARRISH BLVD | MANASSAS | VA | 20110
MEC2019-00502 | 766-750-4380 | 7510 W BROAD ST | 2019-02-13 | Issued | Commercial | Mechanical Permit | Tenant Upfit - Existing | FURNISH & INSTALL (1) 6.5 TON GAS PACK SYSTEM & (1) 4 TON GAS PACK SYSTEM | 39986 | MARK TURNER CONSTRUCTION LLC | 10474 COBBS RD | GLEN ALLEN | VA | 23059 | COMFORT SYSTEMS INC | 11081 AIR PARK RD | ASHLAND | VA | 23005
MEC2019-00503 | 768-751-1201 | 4515 WISTAR WOODS TRL | 2019-02-13 | Issued | Residential | Mechanical Permit | Installation - New | INSTALL HVAC NEW S.F. DWELLING | 6000 | RYAN HOMES | 7501 BOULDERS VIEW DRIVE | RICHMOND | VA | 23225 | SUPERIOR PLUMBING HEATING & AIR INC | 2809 ACKLEY AVE | RICHMOND | VA | 23228
MEC2019-00504 | 768-751-1001 | 4517 WISTAR WOODS TRL | 2019-02-13 | Issued | Residential | Mechanical Permit | Installation - New | INSTALL HVAC NEW S.F. DWELLING | 6000 | RYAN HOMES | 7501 BOULDERS VIEW DRIVE | RICHMOND | VA | 23225 | SUPERIOR PLUMBING HEATING & AIR INC | 2809 ACKLEY AVE | RICHMOND | VA | 23228
MEC2019-00505 | 768-751-0801 | 4519 WISTAR WOODS TRL | 2019-02-13 | Issued | Residential | Mechanical Permit | Installation - New | INSTALL HVAC NEW S.F. DWELLING | 6000 | RYAN HOMES | 7501 BOULDERS VIEW DRIVE | RICHMOND | VA | 23225 | SUPERIOR PLUMBING HEATING & AIR INC | 2809 ACKLEY AVE | RICHMOND | VA | 23228
MEC2019-00506 | 768-751-0601 | 4521 WISTAR WOODS TRL | 2019-02-13 | Issued | Residential | Mechanical Permit | Installation - New | INSTALL HVAC NEW S.F. DWELLING | 6000 | RYAN HOMES | 7501 BOULDERS VIEW DRIVE | RICHMOND | VA | 23225 | SUPERIOR PLUMBING HEATING & AIR INC | 2809 ACKLEY AVE | RICHMOND | VA | 23228
MEC2019-00507 | 768-751-0401 | 4523 WISTAR WOODS TRL | 2019-02-13 | Issued | Residential | Mechanical Permit | Installation - New | INSTALL HVAC NEW S.F. DWELLING | 6000 | RYAN HOMES | 7501 BOULDERS VIEW DRIVE | RICHMOND | VA | 23225 | SUPERIOR PLUMBING HEATING & AIR INC | 2809 ACKLEY AVE | RICHMOND | VA | 23228
MEC2019-00508 | 768-751-0101 | 4525 WISTAR WOODS TRL | 2019-02-13 | Issued | Residential | Mechanical Permit | Installation - New | INSTALL HVAC NEW S.F. DWELLING | 6000 | RYAN HOMES | 7501 BOULDERS VIEW DRIVE | RICHMOND | VA | 23225 | SUPERIOR PLUMBING HEATING & AIR INC | 2809 ACKLEY AVE | RICHMOND | VA | 23228
MEC2019-00509 | 737-765-2699 | 12220 PAXTON GLEN TER | 2019-02-13 | Issued | Residential | Mechanical Permit | Installation - New | INSTALL HVAC NEW S.F. DWELLING | 6000 | RYAN HOMES | 7501 BOULDERS VIEW DRIVE | RICHMOND | VA | 23225 | SUPERIOR PLUMBING HEATING & AIR INC | 2809 ACKLEY AVE | RICHMOND | VA | 23228
MEC2019-00510 | 768-777-6290 | 11500 ROLLING LEAF LN | 2019-02-26 | Issued | Residential | Mechanical Permit | Installation - New | INSTALL HVAC NEW S.F. DWELLING | 6000 | RYAN HOMES | 7501 BOULDERS VIEW DRIVE | RICHMOND | VA | 23225 | SUPERIOR PLUMBING HEATING & AIR INC | 2809 ACKLEY AVE | RICHMOND | VA | 23228
MEC2019-00512 | 812-721-1233 | 4809 THORNHURST ST | 2019-02-13 | Canceled | Residential | Mechanical Permit | Installation - New | INSTALL HVAC NEW S.F. DWELLING | 6000 | RYAN HOMES | 7501 BOULDERS VIEW DRIVE | RICHMOND | VA | 23225 | SUPERIOR PLUMBING HEATING & AIR INC | 2809 ACKLEY AVE | RICHMOND | VA | 23228
MEC2019-00513 | 812-721-2037 | 4813 THORNHURST ST | 2019-02-13 | Canceled | Residential | Mechanical Permit | Installation - New | INSTALL HVAC NEW S.F. DWELLING | 6000 | RYAN HOMES | 7501 BOULDERS VIEW DRIVE | RICHMOND | VA | 23225 | SUPERIOR PLUMBING HEATING & AIR INC | 2809 ACKLEY AVE | RICHMOND | VA | 23228
MEC2019-00515 | 753-739-7977 | 8602 RIDGE RD | 2019-02-13 | Finaled | Residential | Mechanical Permit | Replacement | Replace gas boiler with new | 7965 | - | - | - | - | - | WOODFIN HEATING INC | 1823 N HAMILTON ST | RICHMOND | VA | 23230
MEC2019-00516 | 748-734-3486 | 107 LUCERNE LN | 2019-02-13 | Issued | Residential | Mechanical Permit | Replacement | Replace existing gas furnace with new | 11677 | - | - | - | - | - | WOODFIN HEATING INC | 1823 N HAMILTON ST | RICHMOND | VA | 23230
MEC2019-00517 | 783-742-4699 | 1600 WESTBROOK AVE | 2019-02-14 | Issued | Commercial | Mechanical Permit | Replacement | LIKE FOR LIKE REPLACEMENT OF (44) CARRIER AC SPLIT SYSTEMS W/ELECTRIC HEAT | 334038 | - | - | - | - | - | COLONIAL WEBB CONTRACTORS-(PM) | 2820 ACKLEY AVE | HENRICO | VA | 23228
MEC2019-00518 | 762-756-9480 | 4904 FINNEGAN CT | 2019-02-13 | Issued | Residential | Mechanical Permit | Other | Replace duct work and heat pump from fire loss. | 7400 | PROPERTY LOSS SPECIALISTS LLC | 45D BUSINESS PARK DR | RUCKERSVILLE | VA | 22968 | BANTAMS PLUMBING CO INC | 10010 LICKINGHOLE RD | ASHLAND | VA | 23005
MEC2019-00519 | 811-731-6703 | 3820 CREIGHTON RD | 2019-02-15 | Issued | Commercial | Mechanical Permit | Installation - New | VENTILATION SYSTEM FOR PROCESS EQUIPMENT TO SUPPLY FRESH AIR EXHAUST COOLING UNIT FOR ELECTRICAL ROOM | 38650 | WACO, INC. | 5450 LEWIS ROAD | SANDSTON | VA | 23150 | WACO INC | 5450 LEWIS RD | SANDSTON | VA | 23150
MEC2019-00520 | 743-777-1693 | 11809 BRANDONS CT | 2019-02-13 | Issued | Residential | Mechanical Permit | Installation - New | Replace duck work for two HVAC systems effected by fire / smoke | 12000 | PROPERTY LOSS SPECIALISTS LLC | 45D BUSINESS PARK DR | RUCKERSVILLE | VA | 22968 | BANTAMS PLUMBING CO INC | 10010 LICKINGHOLE RD | ASHLAND | VA | 23005
MEC2019-00521 | 740-758-7423 | 11816 OAK POINT CT | 2019-02-13 | Issued | Residential | Mechanical Permit | Installation - New | Install 2 hvac systems with ductwork | 15000 | VMAX LLC | 1902 CAMBRIDGE CIR | RICHMOND | VA | 23238 | INTEGRITY HEATING & AIR | P O BOX 24021 | RICHMOND | VA | 23224
MEC2019-00522 | 795-738-0442 | 607 E LABURNUM AVE | 2019-02-25 | Issued | Commercial | Mechanical Permit | Replacement | replace kitchen hvac unit like for like | 4495 | - | - | - | - | - | COMMERCIAL AIR REFRIG & EQUIP | 2521 WAYSIDE DR | N CHESTERFIELD | VA | 23235
MEC2019-00523 | 840-701-5603 | 6775 POPLAR SPRING RD | 2019-02-14 | Canceled | Residential | Mechanical Permit | Installation - New | INSTALL A SET OF GAS LOGS & A NEW GAS LINE | 2418 | - | - | - | - | - | GREEN ENERGY CONCEPTS | 8154 MECHANICSVILLE TPK | MECHANICSVILLE | VA | 23111
MEC2019-00524 | 753-737-1583 | 20 BRIDGEHAMPTON PL | 2019-02-14 | Finaled | Residential | Mechanical Permit | Alteration | INSTALL 80K BTU NATURAL GAS FURNACE | 3000 | - | - | - | - | - | H & H HEATING & AC | 1556 WHIPPOORWILL RD | HENRICO | VA | 23233
MEC2019-00525 | 738-760-8449 | 3332 PUMP RD | 2019-02-14 | Inspection | Commercial | Mechanical Permit | Tenant Upfit - Existing | RUN REFRIGERATION LINES FOR WALK-IN FREEZER & COOLER AND INSTALL EVAPORATOR DRAIN PAN LINES | 5000 | LEIPERTZ CONSTRUCTION | 11610 GROVE PARK CT | MIDLOTHIAN | VA | 23114 | COLONIAL REFRIGERATION & AC INC | 6805 STAPLES MILL RD | HENRICO | VA | 23228
MEC2019-00526 | 775-758-5019 | 2221 E PARHAM RD | 2019-02-14 | Finaled | Commercial | Mechanical Permit | Replacement | REPLACE 1.5 TON HEAT PUMP LIKE FOR LIKE | 3148 | - | - | - | - | - | JAMES RIVER AIR COND | 1905 WESTMORELAND ST | RICHMOND | VA | 23230
MEC2019-00527 | 800-690-1018 | 7815 SAXBY RD | 2019-02-14 | Issued | Residential | Mechanical Permit | Installation - New | Run o/s line to generator-set 500 gallon lp tank | 2590 | - | - | - | - | - | SOUTHERN STATES | 11023 WASHINGTON HWY | GLEN ALLEN | VA | 23059
MEC2019-00528 | 758-740-1813 | 1003 FOREST AVE | 2019-02-14 | Issued | Residential | Mechanical Permit | Installation - New | Run natural gas line to 22kw generator | 1200 | - | - | - | - | - | WOODFIN HEATING INC | 1823 N HAMILTON ST | RICHMOND | VA | 23230
MEC2019-00529 | 839-700-8791 | 6701 POPLAR SPRING RD | 2019-02-14 | Issued | Residential | Mechanical Permit | Installation - New | Run gas line to tankless water heater. LP gas | 750 | - | - | - | - | - | WOODFIN HEATING INC | 1823 N HAMILTON ST | RICHMOND | VA | 23230
MEC2019-00530 | 751-751-2431 | 9415 PINEBLUFF DR | 2019-02-14 | Issued | Residential | Mechanical Permit | Installation - New | Run natural gas line to new generator | 1200 | - | - | - | - | - | WOODFIN HEATING INC | 1823 N HAMILTON ST | RICHMOND | VA | 23230
MEC2019-00531 | 753-739-7977 | 8602 RIDGE RD | 2019-02-14 | Issued | Residential | Mechanical Permit | Installation - New | Run gas line to new 22kw generator | 1200 | - | - | - | - | - | WOODFIN HEATING INC | 1823 N HAMILTON ST | RICHMOND | VA | 23230
MEC2019-00532 | 773-736-2198 | 1601 WILLOW LAWN DR | 2019-02-15 | Issued | Commercial | Mechanical Permit | Installation - New | INSTALL (2) EACH 10 TON RTU'S MINIMAL SUPPLY & RETURN DUCT (2) EACH SMOKE DETECTORS (2) THERMOSTATS | 20300 | FOCUS DEVELOPMENT LLC | 5020 W LINEBAUGH AVE | TAMPA | FL | 33624 | HANOVER AIR SYSTEMS INC | 10387-A DOW-GIL RD | ASHLAND | VA | 23005
MEC2019-00533 | 769-746-2635 | 6802 PARAGON PL | 2019-02-19 | Issued | Commercial | Mechanical Permit | Installation - New | Suite 610 - Install one fan coil unit with associated duct and piping | 68625 | PATRIOT COMMERCIAL CONTRACTORS INC | 9406 CHARTER CROSSING DR | MECHANICSVILLE | VA | 23116 | ETEC MECHANICAL | 8820 PARK CENTRAL DR | HENRICO | VA | 23227
MEC2019-00534 | 821-727-3270 | 111 LONGSTREET AVE | 2019-02-14 | Finaled | Residential | Mechanical Permit | Tank Removal/Pump and Cap | PROPER CLOSURE OF (1) 300 GALLON HEATING OIL UST BY FILLING IN PLACE | 1800 | - | - | - | - | - | ANSELL & ASSOCIATES LLC | P O BOX 475 | ROCKVILLE | VA | 23146
MEC2019-00535 | 741-771-1302 | 11608 ESTES ANDERSON WAY | 2019-02-15 | Issued | Residential | Mechanical Permit | Installation - New | INSTALL HVAC SYSTEM W/DUCT TO 3RD FLOOR | 5000 | BRADFORD HOMES INC | PO BOX 3943 | RICHMOND | VA | 23235 | PIERCE MECHANICAL INC | PO BOX 3294 | CHESTER | VA | 23831
MEC2019-00536 | 773-742-9325 | 4921 RODNEY RD | 2019-02-14 | Issued | Residential | Mechanical Permit | Replacement | Replacement of gas furnace and A/C | 3700 | - | - | - | - | - | JDM SERVICES | 5164 SUMMER PLAINS DR | MECHANICSVILLE | VA | 23116
MEC2019-00537 | 744-735-7660 | 9209 RIVER RD | 2019-02-14 | Issued | Residential | Mechanical Permit | Tank Removal/Pump and Cap | FILL IN PLACE 500-GAL FUEL UST USING FOAM (PC#19-4271, CAT 1) | 1897 | - | - | - | - | - | GEO ENVIRONMENTAL SERVICES INC | PO BOX 1555 | MECHANICSVILLE | VA | 23116
MEC2019-00538 | 781-772-0979 | 10822 PORTER PARK LN | 2019-02-15 | Issued | Residential | Mechanical Permit | Installation - New | INSTALL HVAC & DUCTWORK NEW S.F. DWELLING | 4000 | SCHELL BROTHERS | 1919 HUEUENOT RD NORTH | CHESTERFIELD | VA | 23835 | AIR EXCELLENCE INC | 7701 WHITEPINE RD | RICHMOND | VA | 23237
MEC2019-00539 | 781-772-0379 | 10818 PORTER PARK LN | 2019-02-15 | Issued | Residential | Mechanical Permit | Installation - New | INSTALL HVAC & DUCTWORK NEW S.F. DWELLING | 4000 | SCHELL BROTHERS | 1919 HUEUENOT RD NORTH | CHESTERFIELD | VA | 23835 | AIR EXCELLENCE INC | 7701 WHITEPINE RD | RICHMOND | VA | 23237
MEC2019-00540 | 743-756-2743 | 11428 BELL TOWER CT | 2019-02-15 | Issued | Residential | Mechanical Permit | Installation - New | Install mini-split heat pump system | 5000 | BUILT TO LAST | 8910 MAPLE VIEW AVE | HENRICO | VA | 23294 | CABINETRY & CONSTRUCTION INC | 18 S THOMPSON ST | RICHMOND | VA | 23221
MEC2019-00541 | 768-738-0169 | 6207 MONUMENT AVE | 2019-02-15 | Issued | Residential | Mechanical Permit | Replacement | Replace 2 heat pump air handlers with ductwork | 8900 | BAKAR HOMES LLC | 5144 TOPPING LANE | GLEN ALLEN | VA | 23060 | OWNER | - | - | - | -
MEC2019-00542 | 747-759-8591 | 10955 W BROAD ST | 2019-02-15 | Issued | Commercial | Mechanical Permit | Replacement | REMOVE & REPLACE 4 RTU'S SUPPLIED BY CUSTOMER LIKE FOR LIKE NO MODIFICATIONS OR DUCTWORK | 18000 | - | - | - | - | - | NEXTECH NORTHEAST LLC | 1807 MURRAY RD | ROANOKE | VA | 24018
MEC2019-00543 | 833-719-5389 | 3132 CHARTWOOD DR | 2019-02-15 | Issued | Residential | Mechanical Permit | Gas Piping | RUN GAS LINE FROM EXISTING METER TO GENERATOR | 650 | - | - | - | - | - | R W JENKINS HEATING & AC | 12201 PIN OAK LOOP | AMELIA | VA | 23002
MEC2019-00544 | 846-694-4784 | 5612 CHARLES CITY RD | 2019-02-15 | Finaled | Residential | Mechanical Permit | Other | install 2 ton heat pump system | 4900 | - | - | - | - | - | CONNER MECHANICAL | 2620 DORSET RIDGE TURN | POWHATAN | VA | 23139
MEC2019-00545 | 747-757-9707 | 10902 GREENAIRE PL | 2019-02-15 | Issued | Residential | Mechanical Permit | Replacement | HEAT PUMP & DUCTWORK DUE TO FIRE DAMAGE | 6288 | PROFESSIONAL RESTORATION SERVICES | 4965 COX RD | GLEN ALLEN | VA | 23060 | W G SPEEKS INC | 10711 PAULBROOK DRIVE | MIDLOTHIAN | VA | 23112
MEC2019-00546 | 757-737-9445 | 418 WEST DRIVE CIR | 2019-02-15 | Issued | Residential | Mechanical Permit | Replacement | LIKE FOR LIKE CHANGE OUT OF 80K BTU GAS FURNACE | 6044 | - | - | - | - | - | SOUTHERN GOODMAN MECHANICAL | 1201 SYCAMORE SQUARE DR | MIDLOTHIAN | VA | 23113
MEC2019-00547 | 768-741-5402 | 6411 CRESCENT PKWY | 2019-02-15 | Issued | Residential | Mechanical Permit | Replacement | REPLACE CUSTOMERS DUCTWORK FOR THEIR HVAC - NO EQUIPMENT | 5100 | - | - | - | - | - | AMERICAN RESIDENTIAL SERVICES | 12916 OLD STAGE RD | CHESTER | VA | 23836
MEC2019-00548 | 735-781-5524 | 12733 ELLINGTON WOODS PL | 2019-02-25 | Issued | Residential | Mechanical Permit | Installation - New | INSTALL HVAC NEW S.F. DWELLING | 17457 | BOONE HOMES INC | 129 BROAD STREET RD | MANAKIN SABOT | VA | 23103 | FOSTER PLMBG & HEATING INC | P O BOX 35731 | RICHMOND | VA | 23235
MEC2019-00549 | 781-746-1551 | 2120 NELSON ST | 2019-02-15 | Issued | Residential | Mechanical Permit | Replacement | REPLACE GAS FURNACE 70K BTU (NO DUCTWORK) | 5561 | - | - | - | - | - | SERVICE EXPERTS HTG & AC | 1607 RHOADMILLER ST | RICHMOND | VA | 23220
MEC2019-00550 | 780-772-9780 | 10814 PORTER PARK LN | 2019-02-15 | Issued | Residential | Mechanical Permit | Installation - New | INSTALL PREFAB GAS FIREPLACE (GAS/ELEC BY OTHERS) | 2000 | HHHUNT HOMES RICHMOND | 11237 NUCKOLS ROAD | GLEN ALLEN | VA | 23059 | FIREPLACE SOLUTIONS LLC | 305-E ASHCAKE RD | ASHLAND | VA | 23005
MEC2019-00551 | 824-723-2531 | 9 N NEW AVE | 2019-02-15 | Issued | Residential | Mechanical Permit | Installation - New | Install hvac system for new house | 4950 | PREMIER PARTNERS INC | 4718 BELFIELD CT | N CHESTERFIELD | VA | 23237 | ADAMS HEATING & AC CORP | 5770 HULL ST | RICHMOND | VA | 23224
MEC2019-00552 | 780-750-4725 | 7102 PROSPECT AVE | 2019-02-15 | Issued | Residential | Mechanical Permit | Installation - New | INSTALL 2 TON AC SYSTEM AND DUCT WORK | 7000 | - | - | - | - | - | JAMES RIVER AIR COND | 1905 WESTMORELAND ST | RICHMOND | VA | 23230
MEC2019-00553 | 744-774-1190 | 10703 GATE HOUSE PL | 2019-02-15 | Issued | Residential | Mechanical Permit | Replacement | REPLACE 70K BTU GAS FURNACE/2.5 TON AC LIKE FOR LIKE | 4000 | - | - | - | - | - | JAMES RIVER AIR COND | 1905 WESTMORELAND ST | RICHMOND | VA | 23230
MEC2019-00554 | 825-691-2499 | 6978 BOLELYN DR | 2019-02-19 | Issued | Residential | Mechanical Permit | Installation - New | Install New HVAC System | 9520 | EASTWOOD HOMES OF RICHMOND LLC | 2857 WESTPORT RD | CHARLOTTE | NC | 28208 | AIRMATE | 803 E NINEMILE RD | HENRICO | VA | 23075
MEC2019-00555 | 781-772-1357 | 4030 RIVERMERE LN | 2019-02-19 | Issued | Residential | Mechanical Permit | Installation - New | Install New HVAC System | 6500 | HHHUNT HOMES RICHMOND | 11237 NUCKOLS ROAD | GLEN ALLEN | VA | 23059 | AIRMATE | 803 E NINEMILE RD | HENRICO | VA | 23075
MEC2019-00556 | 781-772-1852 | 4026 RIVERMERE LN | 2019-02-19 | Issued | Residential | Mechanical Permit | Installation - New | Install New HVAC System | 6520 | HHHUNT HOMES RICHMOND | 11237 NUCKOLS ROAD | GLEN ALLEN | VA | 23059 | AIRMATE | 803 E NINEMILE RD | HENRICO | VA | 23075
MEC2019-00557 | 812-701-9810 | 3401 NEW PASTURE CT | 2019-02-19 | Issued | Residential | Mechanical Permit | Installation - New | INSTALL HVAC NEW S.F. DWELLING | 3888 | STYLE CRAFT HOMES INC | 6225 LAKESIDE AVE | HENRICO | VA | 23228 | AIR FLOW HEATING & COOL LLC | 554-A SOUTHLAKE BLVD | NORTH CHESTERFIELD | VA | 23236
MEC2019-00558 | 813-701-0209 | 3403 NEW PASTURE CT | 2019-02-19 | Issued | Residential | Mechanical Permit | Installation - New | INSTALL HVAC NEW S.F. DWELLING | 3738 | STYLE CRAFT HOMES INC | 6225 LAKESIDE AVE | HENRICO | VA | 23228 | AIR FLOW HEATING & COOL LLC | 554-A SOUTHLAKE BLVD | NORTH CHESTERFIELD | VA | 23236
MEC2019-00559 | 813-701-0408 | 3405 NEW PASTURE CT | 2019-02-19 | Issued | Residential | Mechanical Permit | Installation - New | INSTALL HVAC NEW S.F. DWELLING | 3738 | STYLE CRAFT HOMES INC | 6225 LAKESIDE AVE | HENRICO | VA | 23228 | AIR FLOW HEATING & COOL LLC | 554-A SOUTHLAKE BLVD | NORTH CHESTERFIELD | VA | 23236
MEC2019-00560 | 813-701-0707 | 3407 NEW PASTURE CT | 2019-02-19 | Issued | Residential | Mechanical Permit | Installation - New | INSTALL HVAC NEW S.F. DWELLING | 3888 | STYLE CRAFT HOMES INC | 6225 LAKESIDE AVE | HENRICO | VA | 23228 | AIR FLOW HEATING & COOL LLC | 554-A SOUTHLAKE BLVD | NORTH CHESTERFIELD | VA | 23236
MEC2019-00561 | 811-723-6565 | 4981 NINE MILE RD | 2019-02-19 | Issued | Commercial | Mechanical Permit | Installation - New | HVAC INSTALLATION AS PER PLAN M1.1 DATED 1/16/19 | 30510 | J A HEISLER CONTRACTING CO INC | 3201 LANVALE AVE | RICHMOND | VA | 23230 | HANOVER AIR SYSTEMS INC | 10387-A DOW-GIL RD | ASHLAND | VA | 23005
MEC2019-00562 | 748-759-5797 | 10865 W BROAD ST | 2019-02-19 | Issued | Commercial | Mechanical Permit | Alteration | INSTALL (1) NEW 2.5 TON AC SYSTEM PER APPROVED COUNTY PLANS | 7900 | HABIBI | 10921 BRUNSON WAY | GLEN ALLEN | VA | 23060 | WEST END HEATING | 1650 MOUNTAIN RD | GLEN ALLEN | VA | 23060
MEC2019-00563 | 760-739-1763 | 7700 BRYN MAWR RD | 2019-02-19 | Finaled | Residential | Mechanical Permit | Installation - New | Run new gas line from meter to fireplace. Natural gas | 1275 | - | - | - | - | - | WOODFIN HEATING INC | 1823 N HAMILTON ST | RICHMOND | VA | 23230
MEC2019-00564 | 818-729-4833 | 222 ROBIN AVE | 2019-02-19 | Issued | Residential | Mechanical Permit | Installation - New | Run gas line from propane tank to generator and stove | 1275 | - | - | - | - | - | WOODFIN HEATING INC | 1823 N HAMILTON ST | RICHMOND | VA | 23230
MEC2019-00565 | 740-739-3532 | 10 NOMAS LN | 2019-02-19 | Issued | Residential | Mechanical Permit | - | INSTALL NEW 1" BLACK IRON GAS LINE 60' FROM ATTIC TO OUTDOOR PORCH FOR FUTURE GRILL (ROUGH-IN ONLY) | 3200 | - | - | - | - | - | ROBINSON'S PLUMBING SERVICE LLC | 247 WYLDEROSE CT | MIDLOTHIAN | VA | 23113
MEC2019-00566 | 795-754-4551 | 8311 FULHAM DR | 2019-02-19 | Inspection | Residential | Mechanical Permit | Replacement | Replace hvac system with dual fuel heatpump with gas backup | 11500 | - | - | - | - | - | SERVICE EXPERTS HTG & AC | 1607 RHOADMILLER ST | RICHMOND | VA | 23220
MEC2019-00574 | 737-761-2086 | 4017 LAUDERDALE DR | 2019-02-22 | Issued | Commercial | Mechanical Permit | Tenant Upfit - Existing | REPLACE SUPPLY & RETURN AIR FLEX & GRILLES REPLACE BATHROOM EXHAUST FAN | 9973 | NORTHEAST CONSTRUCTION INC | 8747 WHITEPINE RD | RICHMOND | VA | 23237 | BAILEYS PLUMBING HEATING COOLING | 3021 VERNON RD | RICHMOND | VA | 23228
MEC2019-00575 | 768-753-0395 | 4301 E PARHAM RD | 2019-02-20 | Inspection | Commercial | Mechanical Permit | Tenant Upfit - Existing | REMOVE EXISTING DUCT INSTALL NEW & A VAV BOX WITH ELECTRIC REHEAT | 13000 | BROOKS & CO GENERAL CONTRACTOR | 4801 HERMITAGE ROAD | RICHMOND | VA | 23227 | ARMSTRONG MECHANICAL SERVICES | 3518 SPRING MEADOW PL | HOPEWELL | VA | 23860
MEC2019-00576 | 774-743-5181 | 4909 DICKENS RD | 2019-02-25 | Issued | Commercial | Mechanical Permit | Tenant Upfit - New | DUCT ADJUSTMENTS | 10000 | HITT CONTRACTING INC | 2900 FAIRVIEW PARK DR | FALLS CHURCH | VA | 22204 | OLD DOMINION MECHANICAL | 3414 W LEIGH ST | RICHMOND | VA | 23230
MEC2019-00577 | 762-742-4430 | 7326 THREE CHOPT RD | 2019-02-20 | Issued | Residential | Mechanical Permit | Installation - New | Run natural gas line to cooktop stove | 951.16 | - | - | - | - | - | KELLEHER CORPORATION | 1301 SCHOOL ST | RICHMOND | VA | 23220
MEC2019-00578 | 776-761-7566 | 9708 WILLOW GLEN LN | 2019-02-20 | Finaled | Residential | Mechanical Permit | Installation - New | INSTALL DIRECT VENT PREFAB GAS FIREPLACE (GAS/ELEC BY OTHERS) | 1800 | E F YATES CONSTRUCTION | 209 ARCADIA ST | RICHMOND | VA | 23225 | FIREPLACE SOLUTIONS LLC | 305-E ASHCAKE RD | ASHLAND | VA | 23005
MEC2019-00579 | 754-733-7680 | 3 HILLAIRE LN | 2019-02-20 | Issued | Residential | Mechanical Permit | Installation - New | RUN GAS LINE AND INSTALL PRE-FAB FIREPLACE | 1250 | - | - | - | - | - | RICHMOND MECHANICAL SERVICE INC | 8801 FOREST HILL AVE | RICHMOND | VA | 23235
MEC2019-00580 | 741-771-3740 | 11527 GREY OAKS ESTATES RUN | 2019-02-20 | Issued | Residential | Mechanical Permit | Installation - New | INSTALL HVAC W/DUCT NEW S.F. DWELLING | 14000 | BRADFORD HOMES INC | PO BOX 3943 | RICHMOND | VA | 23235 | PIERCE MECHANICAL INC | PO BOX 3294 | CHESTER | VA | 23831
MEC2019-00581 | 747-771-5337 | 11155 NUCKOLS RD | 2019-02-20 | Issued | Commercial | Mechanical Permit | Installation - New | INSTALL GAS FURNACE W/ACCES (7) GAS UNIT VENTILATORS (4) 3 TON CONDENSING UNITS (4) 4 TON UNITS (10) EXH FANS (1) COOLING COIL | 198000 | CALIBER 1 CONSTRUCTION INC | 110 W MONTGOMERY ST | VILLA RICA | GA | 30180 | GREEN AIR INC | 105 SYLVIA RD | ASHLAND | VA | 23005
MEC2019-00582 | 760-742-8595 | 1308 HILLSIDE AVE | 2019-02-20 | Issued | Residential | Mechanical Permit | Replacement | REPLACE 50K BTU GAS FURNACE/2 TON AC DUCTWORK LIKE FOR LIKE | 8000 | - | - | - | - | - | JAMES RIVER AIR COND | 1905 WESTMORELAND ST | RICHMOND | VA | 23230
MEC2019-00583 | 790-758-6334 | 8412 FREDONIA RD | 2019-02-20 | Issued | Commercial | Mechanical Permit | Replacement | REMOVE OIL FURNACE AC & DUCTWORK INSTALL 3 TON HEAT PUMP & NEW DUCTWORK IN ITS PLACE | 5000 | - | - | - | - | - | JAMES RIVER AIR COND | 1905 WESTMORELAND ST | RICHMOND | VA | 23230
MEC2019-00584 | 750-771-8186 | 5200 MABEN BRANCH PL | 2019-02-20 | Issued | Residential | Mechanical Permit | Installation - New | Install new HVAC system. | 8000 | HHHUNT HOMES RICHMOND | 11237 NUCKOLS ROAD | GLEN ALLEN | VA | 23059 | AIR MATE INCORPORATED | 803 E NINE MILE RD | HIGHLAND SPRINGS | VA | 23075
MEC2019-00585 | 750-771-5978 | 5207 MABEN BRANCH PL | 2019-02-20 | Issued | Residential | Mechanical Permit | Installation - New | Install new HVAC system. | 6700 | HHHUNT HOMES RICHMOND | 11237 NUCKOLS ROAD | GLEN ALLEN | VA | 23059 | AIR MATE INCORPORATED | 803 E NINE MILE RD | HIGHLAND SPRINGS | VA | 23075
MEC2019-00586 | 750-772-6150 | 10874 HOLMAN RIDGE RD | 2019-02-20 | Issued | Residential | Mechanical Permit | Installation - New | Install new HVAC system. | 6900 | HHHUNT HOMES RICHMOND | 11237 NUCKOLS ROAD | GLEN ALLEN | VA | 23059 | AIR MATE INCORPORATED | 803 E NINE MILE RD | HIGHLAND SPRINGS | VA | 23075
MEC2019-00587 | 829-712-0248 | 311 TREVA RD | 2019-02-20 | Issued | Residential | Mechanical Permit | Installation - New | Run gas line from generator to propane tank | 1000 | - | - | - | - | - | WOODFIN HEATING INC | 1823 N HAMILTON ST | RICHMOND | VA | 23230
MEC2019-00588 | 749-750-1619 | 9526 CHAPIN DR | 2019-02-20 | Issued | Residential | Mechanical Permit | Installation - New | Run gas line from propane tank to gas range | 1000 | - | - | - | - | - | WOODFIN HEATING INC | 1823 N HAMILTON ST | RICHMOND | VA | 23230
MEC2019-00589 | 775-752-3121 | 8002 SYCAMORE LN | 2019-02-20 | Issued | Residential | Mechanical Permit | Installation - New | Run gas linr from generator to propane tank | 1200 | - | - | - | - | - | WOODFIN HEATING INC | 1823 N HAMILTON ST | RICHMOND | VA | 23230
MEC2019-00590 | 745-751-5670 | 2004 MOONWIND PL | 2019-02-21 | Issued | Residential | Mechanical Permit | Installation - New | Run 35' of gas line from existing meter to 22KW generator (2-21-19) | 1250 | - | - | - | - | - | WOODFIN HEATING INC | 1823 N HAMILTON ST | RICHMOND | VA | 23230
MEC2019-00591 | 734-781-5502 | 12409 DONAHUE DR | 2019-02-25 | Finaled | Residential | Mechanical Permit | Installation - New | INSTALL PREFAB GAS FIREPLACE | 1000 | BOONE HOMES INC | 129 BROAD STREET RD | MANAKIN SABOT | VA | 23103 | HEARTH AND HOME TECHNOLOGIES | 10126 HARRY J PARRISH BLVD | MANASSAS | VA | 20110
MEC2019-00592 | 740-770-9291 | 1862 GREY OAKS PARK LN | 2019-02-25 | Finaled | Residential | Mechanical Permit | Installation - New | INSTALL PREFAB GAS FIREPLACE | 1000 | BRADFORD HOMES INC | PO BOX 3943 | RICHMOND | VA | 23235 | HEARTH AND HOME TECHNOLOGIES | 10126 HARRY J PARRISH BLVD | MANASSAS | VA | 20110
MEC2019-00593 | 741-771-0940 | 11516 GREY OAKS ESTATES RUN | 2019-02-25 | Issued | Residential | Mechanical Permit | Installation - New | INSTALL PREFAB GAS FIREPLACE | 1000 | BRADFORD HOMES INC | PO BOX 3943 | RICHMOND | VA | 23235 | HEARTH AND HOME TECHNOLOGIES | 10126 HARRY J PARRISH BLVD | MANASSAS | VA | 20110
MEC2019-00594 | 741-771-3740 | 11527 GREY OAKS ESTATES RUN | 2019-02-25 | Finaled | Residential | Mechanical Permit | Installation - New | INSTALL PREFAB GAS FIREPLACE | 1000 | BRADFORD HOMES INC | PO BOX 3943 | RICHMOND | VA | 23235 | HEARTH AND HOME TECHNOLOGIES | 10126 HARRY J PARRISH BLVD | MANASSAS | VA | 20110
MEC2019-00595 | 797-738-0616 | 903 E LABURNUM AVE | 2019-02-22 | Inspection | Commercial | Mechanical Permit | Tank Removal/Pump and Cap | REMOVAL OF (1) 500 GALLON UST - HEATING OIL | 1200 | - | - | - | - | - | TIM EVANS INC | 9121 SHERWOOD DR | QUINTON | VA | 23141
MEC2019-00596 | 789-753-8498 | 6011 UPHAM DR | 2019-02-20 | Inspection | Residential | Mechanical Permit | Tank Removal/Pump and Cap | FOAM FILL UST | 1850 | - | - | - | - | - | J L BISHOP CONTRACTOR INC | 700 GROVE RD | MIDLOTHIAN | VA | 23114
MEC2019-00597 | 738-775-4396 | 5601 COUNTRY HILLS LN | 2019-02-20 | Finaled | Residential | Mechanical Permit | Replacement | REPLACE EXISTING HP & SOME DUCT WORK 2ND FL REPLACE GAS & AC 1ST FL & SOME DUCT WORK | 13226 | - | - | - | - | - | CLODFELTERS HTG & A/C | 2421 NEW DORSET TER | POWAHATAN | VA | 23139
MEC2019-00598 | 755-734-9254 | 25 GLENBROOKE CIR E | 2019-02-20 | Finaled | Residential | Mechanical Permit | Replacement | Replace oil furnace with heat pump | 5500 | - | - | - | - | - | SWEENEY HEATING & A/C INC | PO BOX 1173 | GLEN ALLEN | VA | 23060
MEC2019-00599 | 841-709-4705 | 2874 OLD MEMORIAL DR | 2019-02-20 | Issued | Residential | Mechanical Permit | Installation - New | INSTALL HVAC & DUCT NEW S.F. DWELLING | 4045 | LIBERTY HOMES INC | 8249 CROWN COLONY PKWY | MECHANICSVILLE | VA | 23116 | AUTOMATED AIR SYSTEMS INC | 1723 RHOADMILLER ST | RICHMOND | VA | 23220
MEC2019-00600 | 800-728-3405 | 1901 BLOOM LN | 2019-02-20 | Finaled | Residential | Mechanical Permit | Replacement | REPLACE EXISTING GAS FURNACE AC & COIL | 6498 | - | - | - | - | - | STAR SERVCO INC | 13507 E BOUNDAY RD | MIDLOTHIAN | VA | 23112
MEC2019-00601 | 758-751-8267 | 8206 ADRIAN DR | 2019-02-20 | Issued | Residential | Mechanical Permit | Installation - New | INSTALL DUCTWORK & HVAC IN EXISTING HOME | 8000 | - | - | - | - | - | COMFORT FIRST HEAT & AC | P O BOX 5630 | MIDLOTHIAN | VA | 23112
MEC2019-00602 | 840-718-9360 | 2780 MEADOW RD | 2019-02-20 | Issued | Residential | Mechanical Permit | Installation - New | SET (2) 100GAL AG LP TANKS & HOOK TO STUB | 200 | - | - | - | - | - | VIRGINIA PROPANE INC | 11009 RICHARDSON RD | ASHLAND | VA | 23005
MEC2019-00603 | 840-718-9360 | 2780 MEADOW RD | 2019-02-20 | Issued | Residential | Mechanical Permit | Installation - New | SET 100GAL AG LP TANK & RUN GAS LINE TO STUB | 300 | - | - | - | - | - | VIRGINIA PROPANE INC | 11009 RICHARDSON RD | ASHLAND | VA | 23005
MEC2019-00604 | 838-723-1857 | 1209 TRAVERSE DR | 2019-02-20 | Finaled | Residential | Mechanical Permit | Installation - New | SET 100 GAL AG LP TANK HOOK TO STUB | 200 | - | - | - | - | - | VIRGINIA PROPANE INC | 11009 RICHARDSON RD | ASHLAND | VA | 23005
MEC2019-00605 | 732-753-1692 | 12316 CALIFORNIA DR | 2019-02-20 | Issued | Residential | Mechanical Permit | Installation - New | SET 100 GAL AG LP TANK HOOK TO STUB - 3/1/19 AMEND TO ADD OUTSIDE PIPING | 200 | - | - | - | - | - | VIRGINIA PROPANE INC | 11009 RICHARDSON RD | ASHLAND | VA | 23005
MEC2019-00606 | 800-703-5143 | 6440 OSBORNE TPKE | 2019-02-20 | Finaled | Residential | Mechanical Permit | Installation - New | SET 100 GAL AG LP TANK HOOK TO STUB | 200 | - | - | - | - | - | VIRGINIA PROPANE INC | 11009 RICHARDSON RD | ASHLAND | VA | 23005
MEC2019-00607 | 830-713-8933 | 315 SEABURY AVE | 2019-02-20 | Finaled | Residential | Mechanical Permit | Installation - New | SET 100 GAL AG LP TANK HOOK TO STUB | 200 | - | - | - | - | - | VIRGINIA PROPANE INC | 11009 RICHARDSON RD | ASHLAND | VA | 23005
MEC2019-00608 | 839-720-1327 | 811 GRAPEVINE RD | 2019-02-20 | Finaled | Residential | Mechanical Permit | Installation - New | SET 100 GAL AG LP TANK | 200 | LIBERTY HOMES INC | 8249 CROWN COLONY PKWY | MECHANICSVILLE | VA | 23116 | VIRGINIA PROPANE INC | 11009 RICHARDSON RD | ASHLAND | VA | 23005
MEC2019-00609 | 751-747-1095 | 1602 DENHAM RD | 2019-02-22 | Issued | Residential | Mechanical Permit | Alteration | CONNECT TO EXISTING GAS METER | 650 | - | - | - | - | - | RW JENKINS HEATING & AIR | 12201 PIN OAK LOOP | AMELIA COURT HOUSE | VA | 23002
MEC2019-00610 | 748-741-7883 | 1105 LAKELAND CIR | 2019-02-21 | Issued | Residential | Mechanical Permit | Replacement | Replace existing gas furnace with gas furnace, 70,000BTU | 4857 | - | - | - | - | - | WOODFIN HEATING INC | 1823 N HAMILTON ST | RICHMOND | VA | 23230
MEC2019-00611 | 840-718-9360 | 2780 MEADOW RD | 2019-02-21 | Issued | Residential | Mechanical Permit | Installation - New | Install radiant gas heater in ceiling | 3000 | - | - | - | - | - | AIR PRO MECHANICAL LLC | 2016 NORTH HAMILTON ST | RICHMOND | VA | 23230
MEC2019-00612 | 745-777-7761 | 5553 HOLMAN DR | 2019-02-21 | Issued | Residential | Mechanical Permit | Replacement | Replace two existing gas furnace and AC. with two new AC. and gas furnace 2Ton & 3Ton AC. 70,000BTU & 80,000 Furnace. | 23992 | - | - | - | - | - | WOODFIN HEATING INC | 1823 N HAMILTON ST | RICHMOND | VA | 23230
MEC2019-00613 | 762-750-7752 | 7806 W YARDLEY RD | 2019-02-21 | Issued | Residential | Mechanical Permit | Replacement | Replace existing gas furnace and AC, with new gas furnace and AC. 80,000 BTU furnace. | 10577 | - | - | - | - | - | WOODFIN HEATING INC | 1823 N HAMILTON ST | RICHMOND | VA | 23230
MEC2019-00614 | 763-739-1375 | 7015 THREE CHOPT RD | 2019-02-25 | Issued | Commercial | Mechanical Permit | Replacement | REPLACING ROOFTOP UNIT | 12438 | - | - | - | - | - | GRIFFITH HEATING & COOLING INC | 12601 WILFONG DR | MIDLOTHIAN | VA | 23112
MEC2019-00615 | 760-745-7481 | 1706 BROADMOOR DR | 2019-02-21 | Issued | Residential | Mechanical Permit | Replacement | REPLACING HVAC NO DUCTWORK | 7634 | - | - | - | - | - | GRIFFITH HEATING & COOLING INC | 12601 WILFONG DR | MIDLOTHIAN | VA | 23112
MEC2019-00616 | 746-777-9051 | 12024 BENNETT CT | 2019-02-21 | Issued | Residential | Mechanical Permit | Installation - New | INSTALL PREFAB FIREPLACE | 1000 | - | - | - | - | - | HEARTH AND HOME TECHNOLOGIES | 10126 HARRY J PARRISH BLVD | MANASSAS | VA | 20110
MEC2019-00617 | 738-765-2977 | 12112 LIESFELD POND DR | 2019-02-21 | Finaled | Residential | Mechanical Permit | Installation - New | INSTALL PREFAB FIREPLACE | 1000 | STANLEY MARTIN COMPANIES,LLC | 5030 SADLER PLACE | GLEN ALLEN | VA | 23060 | HEARTH AND HOME TECHNOLOGIES | 10126 HARRY J PARRISH BLVD | MANASSAS | VA | 20110
MEC2019-00618 | 758-732-2635 | 101 S RIDGE RD | 2019-02-21 | Issued | Residential | Mechanical Permit | Installation - New | INSTALL PREFAB FIREPLACE | 1000 | - | - | - | - | - | HEARTH AND HOME TECHNOLOGIES | 10126 HARRY J PARRISH BLVD | MANASSAS | VA | 20110
MEC2019-00619 | 737-766-1949 | 12224 ELNORA LN | 2019-02-21 | Finaled | Residential | Mechanical Permit | Installation - New | INSTALL PREFAB FIREPLACE | 1000 | RYAN HOMES | 7501 BOULDERS VIEW DRIVE | RICHMOND | VA | 23225 | HEARTH AND HOME TECHNOLOGIES | 10126 HARRY J PARRISH BLVD | MANASSAS | VA | 20110
MEC2019-00620 | 752-751-6985 | 9416 BONNIE DALE RD | 2019-02-21 | Issued | Residential | Mechanical Permit | Replacement | Replace gaswater Heater and Flue | 1595 | - | - | - | - | - | CHASE INC | 100 OAK GLEN STREET | RICHMOND | VA | 23225
MEC2019-00621 | 744-740-4869 | 608 CHISWICK PARK RD | 2019-02-22 | Finaled | Residential | Mechanical Permit | Installation - New | INSTALL PREFAB FIREPLACE | 1000 | GASKINS & PATTERSON INC | 4901 LIBBIE MILL BLVD | RICHMOND | VA | 23230 | HEARTH AND HOME TECHNOLOGIES | 10126 HARRY J PARRISH BLVD | MANASSAS | VA | 20110
MEC2019-00622 | 744-740-5372 | 610 CHISWICK PARK RD | 2019-02-22 | Finaled | Residential | Mechanical Permit | Installation - New | INSTALL PREFAB FIREPLACE | 1000 | GASKINS & PATTERSON INC | 4901 LIBBIE MILL BLVD | RICHMOND | VA | 23230 | HEARTH AND HOME TECHNOLOGIES | 10126 HARRY J PARRISH BLVD | MANASSAS | VA | 20110
MEC2019-00623 | 803-733-8914 | 2709 HARVIE RD | 2019-02-22 | Inspection | Residential | Mechanical Permit | Replacement | replace gas water heater | 650 | - | - | - | - | - | JOYNER | - | - | - | -
MEC2019-00624 | 744-740-5673 | 612 CHISWICK PARK RD | 2019-02-22 | Finaled | Residential | Mechanical Permit | Installation - New | INSTALL PREFAB FIREPLACE | 1000 | - | - | - | - | - | HEARTH AND HOME TECHNOLOGIES | 10126 HARRY J PARRISH BLVD | MANASSAS | VA | 20110
MEC2019-00625 | 744-740-6076 | 614 CHISWICK PARK RD | 2019-02-22 | Finaled | Residential | Mechanical Permit | Installation - New | INSTALL PREFAB FIREPLACE | 1000 | GASKINS & PATTERSON INC | 4901 LIBBIE MILL BLVD | RICHMOND | VA | 23230 | HEARTH AND HOME TECHNOLOGIES | 10126 HARRY J PARRISH BLVD | MANASSAS | VA | 20110
MEC2019-00626 | 825-716-7086 | 10 CARTER AVE | 2019-02-22 | Finaled | Residential | Mechanical Permit | Tank Removal/Pump and Cap | Pump and cap 500 gallon underground storage tank. Tank is close to house and fence. Tank will not be removed | 1500 | - | - | - | - | - | OWNER | - | - | - | -
MEC2019-00627 | 749-774-7445 | 5001 CHAPPELL RIDGE PL | 2019-02-25 | Finaled | Residential | Mechanical Permit | Installation - New | Convert Electrical stove to gas stove. | 600 | - | - | - | - | - | SOMAYAJULA RAMANATH K A & REKHA M A | - | - | - | -
MEC2019-00628 | 731-764-3618 | 12354 PURBROOK WALK | 2019-02-25 | Issued | Residential | Mechanical Permit | Installation - New | INSTALL PREFAB FIREPLACE | 1000 | EAGLE CONSTRUCTION OF VA LLC | 2250 OLD BRICK RD | GLEN ALLEN | VA | 23060 | HEARTH AND HOME TECHNOLOGIES | 10126 HARRY J PARRISH BLVD | MANASSAS | VA | 20110
MEC2019-00630 | 758-765-8006 | 5005 SHIMMERING PL | 2019-02-25 | Issued | Residential | Mechanical Permit | Installation - New | INSTALL HVAC & DUCTWORK NEW S.F. DWELLING | 6000 | RYAN HOMES | 7501 BOULDERS VIEW DRIVE | RICHMOND | VA | 23225 | SUPERIOR PLUMBING HEATING & AIR INC | 2809 ACKLEY AVE | RICHMOND | VA | 23228
MEC2019-00631 | 736-767-2892 | 4727 HEPLER RIDGE WAY | 2019-02-25 | Issued | Residential | Mechanical Permit | Installation - New | INSTALL HVAC & DUCTWORK NEW S.F. DWELLING | 6000 | RYAN HOMES | 7501 BOULDERS VIEW DRIVE | RICHMOND | VA | 23225 | SUPERIOR PLUMBING HEATING & AIR INC | 2809 ACKLEY AVE | RICHMOND | VA | 23228
MEC2019-00632 | 736-767-1575 | 4711 HEPLER RIDGE WAY | 2019-02-25 | Issued | Residential | Mechanical Permit | Installation - New | INSTALL HVAC & DUCTWORK NEW S.F. DWELLING | 6000 | RYAN HOMES | 7501 BOULDERS VIEW DRIVE | RICHMOND | VA | 23225 | SUPERIOR PLUMBING HEATING & AIR INC | 2809 ACKLEY AVE | RICHMOND | VA | 23228
MEC2019-00633 | 826-716-7732 | 18 W WILLIAMSBURG RD | 2019-02-26 | Inspection | Commercial | Mechanical Permit | Tenant Upfit - New | TENANT UPFIT DUCT WORK ROUGH IN AND FINAL | 6500 | ROMERS | ROMERS & ROMERS ASSOC LLC | SANDSTON | VA | 23150 | CHAMBERLAIN MECHANICAL SERVICES | 8444 ERLE RD | MECHANICSVILLE | VA | 23111
MEC2019-00634 | 768-746-6985 | 6800 PARAGON PL | 2019-02-26 | Finaled | Commercial | Mechanical Permit | Tenant Upfit - Existing | RELOCATE EXISTING THERMOSTATS & GRILLS AS NEEDED | 6351 | BDN GC SERVICES LLC | 300 ARBORETUM PLACE | RICHMOND | VA | 23236 | MILLER MECHANICAL | P O BOX 1429 | GLEN ALLEN | VA | 23060
MEC2019-00635 | 738-752-9026 | 2416 BRIDGEVIEW LN | 2019-02-25 | Finaled | Residential | Mechanical Permit | Replacement | change out furnace 80% with ac, for warrenity company | 1700 | - | - | - | - | - | CLIMATE SOLUTIONS LLC | P O BOX 9452 | RICHMOND | VA | 23228
MEC2019-00636 | 838-723-1857 | 1209 TRAVERSE DR | 2019-02-25 | Issued | Residential | Mechanical Permit | Installation - New | INSTALL GAS INSERT AND NEW GAS LINE | 5197 | - | - | - | - | - | GREEN ENERGY CONCEPTS | 8154 MECHANICSVILLE TPK | MECHANICSVILLE | VA | 23111
MEC2019-00638 | 781-772-2278 | 10830 PORTER PARK LN | 2019-02-26 | Issued | Residential | Mechanical Permit | Installation - New | INSTALL HVAC NEW S.F. DWELLING | 10825 | LIFESTYLE HOME BUILDERS | 4561 LIFESTYLE LANE | MIDLOTHIAN | VA | 23112 | PREMIER HEATING & COOLING INC | 441 CREEKWILLOW DR | MIDLOTHIAN | VA | 23113
MEC2019-00639 | 761-745-3004 | 7607 FOREST AVE | 2019-02-26 | Issued | Commercial | Mechanical Permit | Tenant Upfit - New | INSTALL (8) VAV BOXES W/HOT WATER REHEAT - INSTALL ALL ASSOCIATED DUCT & HW PIPING | 123625 | RGI GENERAL CONTRACTORS INC | 3805 GASKINS RD | HENRICO | VA | 23233 | ETEC MECHANICAL | 8820 PARK CENTRAL DR | HENRICO | VA | 23227
MEC2019-00640 | 805-713-8323 | 5201 RANDALL AVE | 2019-02-26 | Issued | Residential | Mechanical Permit | Installation - New | Install hvac system | 5500 | - | - | - | - | - | AIR PRO MECHANICAL LLC | 2016 NORTH HAMILTON ST | RICHMOND | VA | 23230
MEC2019-00641 | 839-688-5227 | 7836 PROSPERITY TER | 2019-02-26 | Finaled | Residential | Mechanical Permit | Installation - New | Install 120 gallon above ground propane tank and connect to stubout | 625 | - | - | - | - | - | PHILLIPS ENERGY INC | 9201 S COURTHOUSE RD | PROVIDENCE FORGE | VA | 23140
MEC2019-00642 | 755-735-4236 | 8324 UNIVERSITY CT | 2019-02-26 | Issued | Residential | Mechanical Permit | Installation - New | Install furnace, A/C and ductwork. | 20480 | - | - | - | - | - | RIVER CITY HEATING & AIR INC | 6404 MALLORY DR | RICHMOND | VA | 23226
MEC2019-00643 | 737-768-8199 | 4743 LEAKES MILL DR | 2019-02-26 | Issued | Residential | Mechanical Permit | Installation - New | Install furnace, A/C and ductwork. | 17780 | - | - | - | - | - | RIVER CITY HEATING & AIR INC | 6404 MALLORY DR | RICHMOND | VA | 23226
MEC2019-00644 | 780-746-7763 | 2205 OAKWOOD LN | 2019-02-26 | Issued | Residential | Mechanical Permit | Replacement | Replace existing oil furnace with new oil furnace, 90,000BTU. | 5950 | - | - | - | - | - | WOODFIN HEATING INC | 1823 N HAMILTON ST | RICHMOND | VA | 23230
MEC2019-00645 | 740-748-4157 | 10807 WEATHER VANE RD | 2019-02-26 | Issued | Residential | Mechanical Permit | Replacement | Replace existing gas furnace and AC with new gas furnace and AC.80,000BTU furnace | 10819 | - | - | - | - | - | WOODFIN HEATING INC | 1823 N HAMILTON ST | RICHMOND | VA | 23230
MEC2019-00646 | 733-761-8108 | 13400 SHELBOURNE DR | 2019-02-26 | Issued | Residential | Mechanical Permit | Replacement | Replace existing gasfurnace, AC. and Heat Pump with new gas Furnace, AC. and Heat Pump. 70,00BTU furnace and two AC. 2.5Ton. HP. | 13864 | - | - | - | - | - | WOODFIN HEATING INC | 1823 N HAMILTON ST | RICHMOND | VA | 23230
MEC2019-00647 | 748-751-7043 | 2108 BOARDMAN LN | 2019-02-26 | Issued | Residential | Mechanical Permit | Replacement | Replace exizting gas Furnace and AC with new gas Furnace and AC, 80,000BTU Furnace. | 9518 | - | - | - | - | - | WOODFIN HEATING INC | 1823 N HAMILTON ST | RICHMOND | VA | 23230
MEC2019-00648 | 783-753-0936 | 1508 MARCUSE AVE | 2019-02-26 | Issued | Residential | Mechanical Permit | Installation - New | Pipe 22kw generator to existing propane | 1000 | - | - | - | - | - | C B ALLEN CO INC | 8026 S MAYFIELD LN | MECHANICSVILLE | VA | 23111
MEC2019-00649 | 773-758-5913 | 2404 HOBART RD | 2019-02-26 | Issued | Residential | Mechanical Permit | Installation - New | New addition. | 3000 | MOORE | 10114 CEDARVIEW CT | MECHANICSVILLE | VA | 23116 | - | - | - | - | -
MEC2019-00650 | 808-715-7627 | 4807 BRITTLES LN | 2019-02-26 | Issued | Residential | Mechanical Permit | Installation - New | 2 - 2.5 ton units. | 18000 | A MASS INC | 1416 W CLAY ST | RICHMOND | VA | 23220 | A. MASSENBURG, INC. | 1416 W. CLAY ST. | RICHMOND | VA | 23220
MEC2019-00652 | 756-741-9802 | 1012 DINWIDDIE AVE | 2019-02-26 | Inspection | Residential | Mechanical Permit | Installation - New | INSTALL VENTED NAT/GAS LOGS AND PIPE GAS LINE TO FIREPLACE | 2300 | - | - | - | - | - | TAYGAN ENTERPRISES INC | 219 W BROAD ST | RICHMOND | VA | 23220
MEC2019-00653 | 811-722-3438 | 205 S LABURNUM AVE | 2019-02-26 | Issued | Residential | Mechanical Permit | Replacement | REPLACE EXISTING GAS FURNACE | 4237 | - | - | - | - | - | STAR SERVCO INC | 13507 E BOUNDAY RD | MIDLOTHIAN | VA | 23112
MEC2019-00654 | 760-747-1514 | 1806 MARROIT RD | 2019-02-26 | Issued | Residential | Mechanical Permit | Replacement | REPLACE GAS FURNACE (NO DUCTWORK) | 4876 | - | - | - | - | - | SERVICE EXPERTS HTG & AC | 1607 RHOADMILLER ST | RICHMOND | VA | 23220
MEC2019-00655 | 775-750-7574 | 7203 VERNON RD | 2019-02-27 | Issued | Residential | Mechanical Permit | Installation - New | INSTALL GAS INSERT AND NEW GAS LINE | 4097 | - | - | - | - | - | GREEN ENERGY CONCEPTS | 8154 MECHANICSVILLE TPK | MECHANICSVILLE | VA | 23111
MEC2019-00656 | 750-747-2870 | 9409 RHONDA DR | 2019-02-27 | Issued | Residential | Mechanical Permit | Replacement | REPLACE GAS INSERT TO AN EXISTING GAS LINE | 5526 | - | - | - | - | - | GREEN ENERGY CONCEPTS | 8154 MECHANICSVILLE TPK | MECHANICSVILLE | VA | 23111
MEC2019-00657 | 731-760-2030 | 13419 ELWELL LN | 2019-02-27 | Issued | Residential | Mechanical Permit | Replacement | REPLACE 2 SETS OF GAS LOGS TO EXISTING GAS LINES | 3544 | - | - | - | - | - | GREEN ENERGY CONCEPTS | 8154 MECHANICSVILLE TPK | MECHANICSVILLE | VA | 23111
MEC2019-00658 | 787-768-8990 | 3900 IRONWOODS WALK PL | 2019-02-27 | Issued | Residential | Mechanical Permit | Replacement | Replace gas furnace with new furnace | 11336 | - | - | - | - | - | WOODFIN HEATING INC | 1823 N HAMILTON ST | RICHMOND | VA | 23230
MEC2019-00659 | 769-756-0954 | 5310 LUCAS RD | 2019-02-27 | Issued | Residential | Mechanical Permit | Replacement | Replace oil furnace with new oil furnace | 11336 | - | - | - | - | - | WOODFIN HEATING INC | 1823 N HAMILTON ST | RICHMOND | VA | 23230
MEC2019-00660 | 758-748-9749 | 2210 NORTONIA RD | 2019-02-27 | Issued | Residential | Mechanical Permit | Replacement | Replace gas furnace with new gas furnace | 8781 | - | - | - | - | - | WOODFIN HEATING INC | 1823 N HAMILTON ST | RICHMOND | VA | 23230
MEC2019-00661 | 768-739-3214 | 5907 KEYSTONE DR | 2019-02-27 | Issued | Residential | Mechanical Permit | Tank Removal/Pump and Cap | Fill in underground oil tank nwith solid material. Tank will not be removed | 1900 | - | - | - | - | - | POLLARD ENVIRONMENTAL LLC | 2315 COMMERCE CENTER DR | ROCKVILLE | VA | 23146
MEC2019-00662 | 819-715-8410 | 4906 ANNLYN DR | 2019-02-27 | Issued | Residential | Mechanical Permit | Tank Removal/Pump and Cap | Fill in underground oil tank with solid material and cap | 1900 | - | - | - | - | - | POLLARD ENVIRONMENTAL LLC | 2315 COMMERCE CENTER DR | ROCKVILLE | VA | 23146
MEC2019-00663 | 780-772-9780 | 10814 PORTER PARK LN | 2019-02-27 | Issued | Residential | Mechanical Permit | Installation - New | Install new HVAC system | 9500 | HHHUNT HOMES RICHMOND | 11237 NUCKOLS ROAD | GLEN ALLEN | VA | 23059 | AIRMATE | 803 E NINEMILE RD | HENRICO | VA | 23075
MEC2019-00664 | 781-772-0755 | 10831 PORTER PARK LN | 2019-02-27 | Issued | Residential | Mechanical Permit | Installation - New | Install new HVAC system | 8100 | HHHUNT HOMES RICHMOND | 11237 NUCKOLS ROAD | GLEN ALLEN | VA | 23059 | AIRMATE | 803 E NINEMILE RD | HENRICO | VA | 23075
MEC2019-00665 | 825-691-1696 | 6974 BOLELYN DR | 2019-02-27 | Issued | Residential | Mechanical Permit | Installation - New | Install new HVAC | 8500 | EASTWOOD HOMES OF RICHMOND LLC | 2857 WESTPORT RD | CHARLOTTE | NC | 28208 | AIRMATE | 803 E NINEMILE RD | HENRICO | VA | 23075
MEC2019-00667 | 737-765-3886 | 4531 PAXTON GLEN CT | 2019-02-27 | Issued | Residential | Mechanical Permit | Installation - New | INSTALL PREFAB GAS FIREPLACE | 1000 | RYAN HOMES | 7501 BOULDERS VIEW DRIVE | RICHMOND | VA | 23225 | HEARTH AND HOME TECHNOLOGIES | 10126 HARRY J PARRISH BLVD | MANASSAS | VA | 20110
MEC2019-00668 | 756-731-0236 | 8205 KIMBERSHELL PL | 2019-02-27 | Issued | Residential | Mechanical Permit | Water Heater - Replace (like for like) | Replace like for like gas water heater. 50 gallons | 1500 | - | - | - | - | - | EXCELSIOR AIR LLC | 6412 MALLORY DR | HENRICO | VA | 23226
MEC2019-00670 | 760-749-5965 | 2306 ARRINGTON RD | 2019-02-28 | Issued | Residential | Mechanical Permit | Replacement | Replace existing gas furnace | 12158 | - | - | - | - | - | WOODFIN HEATING INC | 1823 N HAMILTON ST | RICHMOND | VA | 23230
MEC2019-00671 | 739-756-1178 | 2904 VANNA LN | 2019-02-28 | Issued | Residential | Mechanical Permit | Replacement | Replace gas furnace with new | 12033 | - | - | - | - | - | WOODFIN HEATING INC | 1823 N HAMILTON ST | RICHMOND | VA | 23230
MEC2019-00672 | 780-772-9855 | 10823 PORTER PARK LN | 2019-02-28 | Issued | Residential | Mechanical Permit | Installation - New | Install new HVAC system. | 6000 | HHHUNT HOMES RICHMOND | 11237 NUCKOLS ROAD | GLEN ALLEN | VA | 23059 | AIR MATE INCORPORATED | 803 E NINE MILE RD | HIGHLAND SPRINGS | VA | 23075
MEC2019-00673 | 781-772-0155 | 10825 PORTER PARK LN | 2019-02-28 | Issued | Residential | Mechanical Permit | Installation - New | Install new HVAC system. | 6000 | HHHUNT HOMES RICHMOND | 11237 NUCKOLS ROAD | GLEN ALLEN | VA | 23059 | AIR MATE INCORPORATED | 803 E NINE MILE RD | HIGHLAND SPRINGS | VA | 23075
MEC2019-00674 | 781-772-0455 | 10829 PORTER PARK LN | 2019-02-28 | Issued | Residential | Mechanical Permit | Installation - New | Install new HVAC system. | 6000 | HHHUNT HOMES RICHMOND | 11237 NUCKOLS ROAD | GLEN ALLEN | VA | 23059 | AIR MATE INCORPORATED | 803 E NINE MILE RD | HIGHLAND SPRINGS | VA | 23075
MEC2019-00675 | 762-745-5134 | 1701 WESTHILL RD | 2019-02-28 | Issued | Residential | Mechanical Permit | Other | Reconnect existing fas piping to new 16KW generator | 1500 | - | - | - | - | - | WOODFIN HEATING INC | 1823 N HAMILTON ST | RICHMOND | VA | 23230
MEC2019-00676 | 786-754-8440 | 7616 EDGEWOOD AVE | 2019-02-28 | Issued | Residential | Mechanical Permit | Replacement | Install natural gas oven | 20 | - | - | - | - | - | OWNER | - | - | - | -
MEC2019-00677 | 755-740-2907 | 706 KEATS RD | 2019-02-28 | Issued | Residential | Mechanical Permit | Installation - New | Instollation of supply ducts and griles to kitchen and laundry room addition. | 815 | - | - | - | - | - | AIR PRO MECHANICAL LLC | 2016 NORTH HAMILTON ST | RICHMOND | VA | 23230
MIS2019-00001 | 771-752-7780 | 9101 HERMITAGE RD | 2019-02-27 | Issued | - | Miscellaneous Permit | - | Three in One bounce climb slide | - | PIERCE PROMOTIONS AND EVENT | 178 MIDDLE ST | PORTLAND | ME | 4101 | - | - | - | - | -
MIS2019-00002 | 733-764-2358 | 12151 W BROAD ST | 2019-02-27 | Issued | - | Miscellaneous Permit | - | Three in One bounce climb slide | - | PIERCE PROMOTIONS AND EVENT | 178 MIDDLE ST | PORTLAND | ME | 4101 | - | - | - | - | -
PLM2019-00084 | 776-747-8381 | 6701 GALAXIE RD | 2019-02-13 | Issued | Residential | Plumbing Permit | Installation - New | plumbing for 2 full bathrooms, 1 kitchen and 1 washer | 2500 | OWNER-GLORIA E BURGOS-CARDENAS | - | - | - | - | - | - | - | - | -
PLM2019-00208 | 743-741-9260 | 908 OLD GASKINS RD | 2019-02-06 | Issued | Commercial | Plumbing Permit | Alteration | Apt reno-replace tubs & diverter-reloate washer box-wtr htr-lavs & toilets | 1200 | WEINSTEIN PROPERTIES | 3951-A STILLMAN PARKWAY | GLEN ALLEN | VA | 23060 | PLUMBRIGHT PLUMBING INC | 1642 OAK LAKE BLVD E | MIDLOTHIAN | VA | 23112
PLM2019-00236 | 785-768-0723 | 1005 TECHNOLOGY PARK DR | 2019-02-12 | Issued | Commercial | Plumbing Permit | Tenant Upfit - Existing | Furnish and install plumbing per plans | 30000 | RGI GENERAL CONTRACTORS INC | 3805 GASKINS RD | HENRICO | VA | 23233 | DESIGN AND BUILD PLUMBING INC | P O BOX 5958 | MIDLOTHIAN | VA | 23112
PLM2019-00283 | 757-731-8357 | 209 CULPEPER RD | 2019-02-01 | Issued | Residential | Plumbing Permit | Other | Run 20' of 1 inch gas piping and 15' of 1/2 inch gas piping for install of new 80,000 BTU gas furnace | 1000 | - | - | - | - | - | JAMES RIVER AIR COND | 1905 WESTMORELAND ST | RICHMOND | VA | 23230
PLM2019-00284 | 736-749-4776 | 1837 ROLFE WAY | 2019-02-01 | Finaled | Residential | Plumbing Permit | Replacement | REPLACE GAS WTR/HTR WIT DRIP LEG SEDIMENT TRAP | 170 | - | - | - | - | - | PMK PLUMBING INC | 10641 MARCH HARE DR | RICHMOND | VA | 23235
PLM2019-00285 | 803-733-9715 | 2711 HARVIE RD | 2019-02-01 | Finaled | Residential | Plumbing Permit | Replacement | REPLACE GAS WTR/HTR WITH LIKE-40,000 BTU'S | 1905 | - | - | - | - | - | AMERICAN RESIDENTIAL SERVICES | 12916 OLD STAGE RD | CHESTER | VA | 23836
PLM2019-00286 | 780-772-9780 | 10814 PORTER PARK LN | 2019-02-01 | Issued | Residential | Plumbing Permit | Installation - New | Plumbing for new house | 5400 | HHHUNT HOMES RICHMOND | 11237 NUCKOLS ROAD | GLEN ALLEN | VA | 23059 | PLUMBRIGHT PLUMBING INC | 1642 OAK LAKE BLVD E | MIDLOTHIAN | VA | 23112
PLM2019-00287 | 747-744-1437 | 9512 GAYTON RD | 2019-02-01 | Finaled | Residential | Plumbing Permit | Replacement | REPLACE SEWER | 2850 | - | - | - | - | - | CARNEAL PLUMBING, LLC | 10415 SPRING RUN RD | CHESTERFIELD | VA | 23832
PLM2019-00288 | 749-740-3222 | 9004 SPLITWOOD CIR | 2019-02-01 | Finaled | Residential | Plumbing Permit | Other | Rough in gas from LP tank-provided by another contractor-to fireplace and install one set of gas logs | 1300 | - | - | - | - | - | BURGWIN PLBG & GAS FITTING | 357 WALTON PARK RD | MIDLOTHIAN | VA | 23114
PLM2019-00289 | 806-727-4548 | 713 STONE THROW CT | 2019-02-01 | Issued | Residential | Plumbing Permit | Installation - New | INSTALL PUMBING IN NEW DWELLING | 5000 | WILLIAMS GENERAL CONTRACTOR LLC | 9101 CARDINAL CREEK DR | MECHANICSVILLE | VA | 23116 | IMPERIAL PLUMBING INC | PO BOX 476 | MIDLOTHIAN | VA | 23113
PLM2019-00290 | 745-761-7339 | 11090 W BROAD ST | 2019-02-06 | Issued | Commercial | Plumbing Permit | Repair | Remove 2 existing roof drains and reinstall them after roof work is performed-disconnect gas from rooftop unit | 10500 | T D FARRELL | - | - | - | - | PEASE INDUSTRIES, INC | 2921 CARDWELL RD. | RICHMOND | VA | 23234
PLM2019-00291 | 733-760-3235 | 3601 WHISPERING WOOD CT | 2019-02-01 | Issued | Residential | Plumbing Permit | Replacement | Replace water heater, like for like. | 2640 | - | - | - | - | - | PEASE INDUSTRIES, INC | 2921 CARDWELL RD. | RICHMOND | VA | 23234
PLM2019-00292 | 773-741-0945 | 2402 SPENCER RD | 2019-02-01 | Issued | Residential | Plumbing Permit | Water Heater - Replace (like for like) | Replace a NG wtr/htr with like-no new work-30K BTU's | 1366 | - | - | - | - | - | AMERICAN RESIDENTIAL SERVICES | 12916 OLD STAGE RD | CHESTER | VA | 23836
PLM2019-00293 | 755-752-5636 | 8714 NESSLEWOOD DR | 2019-02-01 | Finaled | Residential | Plumbing Permit | Replacement | REPLACE 40 GAL GAS WATER HEATER | 1708.7 | - | - | - | - | - | MICHAEL & SON SERVICES INC | 1407 CUMMINGS DR | RICHMOND | VA | 23220
PLM2019-00294 | 849-701-2260 | 6260 TECHNOLOGY BLVD | 2019-02-06 | Issued | Commercial | Plumbing Permit | Installation - New | install 665 ft of 6" and 205 feet of 4" ductile iron sewer laterals | 135000 | DPR CONSTRUCTION | 5500 COX ROAD | GLEN ALLEN | VA | 23060 | CASTLE EQUIPMENT CORP | 2000 BELLWOOD RD | RICHMOND | VA | 23237
PLM2019-00295 | 768-758-9984 | 9214 STONE MEADOW DR | 2019-02-01 | Issued | Residential | Plumbing Permit | Replacement | REPLACE 40 GAL GAS WATER HEATER | 1708.7 | - | - | - | - | - | MICHAEL & SON SERVICES INC | 1407 CUMMINGS DR | RICHMOND | VA | 23220
PLM2019-00296 | 813-701-2335 | 3307 NEW HERITAGE LOOP | 2019-02-01 | Finaled | Residential | Plumbing Permit | Installation - New | INSTALL BACK FLOW PREVENTER | 150 | STYLE CRAFT HOMES INC | 6225 LAKESIDE AVE | HENRICO | VA | 23228 | PROVING GROUNDS LLC | 10015 W BROAD ST | GLEN ALLEN | VA | 23060
PLM2019-00297 | 750-773-2725 | 10989 OPACA LN | 2019-02-04 | Finaled | Residential | Plumbing Permit | Installation - New | Install backflow preventers | 400 | HHHUNT HOMES RICHMOND | 11237 NUCKOLS ROAD | GLEN ALLEN | VA | 23059 | CREATIVE RAIN IRRIGATION | P O BOX 2105 | N CHESTERFIELD | VA | 23832
PLM2019-00298 | 750-772-8223 | 5012 MABEN CT | 2019-02-04 | Finaled | Residential | Plumbing Permit | Installation - New | Install backflow preventers | 400 | HHHUNT HOMES RICHMOND | 11237 NUCKOLS ROAD | GLEN ALLEN | VA | 23059 | CREATIVE RAIN IRRIGATION | P O BOX 2105 | N CHESTERFIELD | VA | 23832
PLM2019-00299 | 750-771-4091 | 5223 MABEN BRANCH PL | 2019-02-04 | Finaled | Residential | Plumbing Permit | Installation - New | Install backflow preventers | 400 | H H HUNT HOMES | 11237 NUCKOLS ROAD | GLEN ALLEN | VA | 23059 | CREATIVE RAIN IRRIGATION | P O BOX 2105 | N CHESTERFIELD | VA | 23832
PLM2019-00300 | 750-772-5236 | 10862 HOLMAN RIDGE RD | 2019-02-04 | Finaled | Residential | Plumbing Permit | Installation - New | Install backflow preventers | 400 | HHHUNT HOMES RICHMOND | 11237 NUCKOLS ROAD | GLEN ALLEN | VA | 23059 | CREATIVE RAIN IRRIGATION | P O BOX 2105 | N CHESTERFIELD | VA | 23832
PLM2019-00301 | 751-772-0676 | 10908 HOLMAN RIDGE RD | 2019-02-04 | Finaled | Residential | Plumbing Permit | Installation - New | Install backflow preventers | 400 | HHHUNT HOMES RICHMOND | 11237 NUCKOLS ROAD | GLEN ALLEN | VA | 23059 | CREATIVE RAIN IRRIGATION | P O BOX 2105 | N CHESTERFIELD | VA | 23832
PLM2019-00302 | 769-739-8551 | 5905 FITZHUGH AVE | 2019-02-04 | Issued | Residential | Plumbing Permit | Alteration | rework galvanized waste pipe and pvc and water line to pex pipe | 3000 | MATTMO CONSTRUCTION LLC | 1507 BELLEVUE AVE | RICHMOND | VA | 23230 | PRECISION PLUMBING CO INC | 16210 MOUNTAIN RD | MONTPELIER | VA | 23192
PLM2019-00303 | 818-707-5124 | 2901 CHARLES CITY RD | 2019-02-12 | Inspection | Commercial | Plumbing Permit | Tenant Upfit - Existing | ADDING 2 BATHROOMS & BREAKROOM-RENOVATING 2 BATHROOMS AND ADDING SHWOER | 81500 | EMERALD CONSTRUCTION CO | 2219 DABNEY RD | RICHMOND | VA | 23230 | COLONIAL PLUMBING AND HEATING CO | 114 CHARLOTTE AVE | COLONIAL HGTS | VA | 23834
PLM2019-00304 | 781-745-8920 | 5500 LAKESIDE AVE | 2019-02-04 | Issued | Commercial | Plumbing Permit | Tenant Upfit - Existing | PLUMBING FOR PLASMA CENTER | 37500 | FREESE JOHNSON LLC | 1355 TERRELL MILL RD | MARIETTA | GA | 30067 | C & L PLUMBING INC | 2606 OAK LAKE BLVD | MIDLOTHIAN | VA | 23112
PLM2019-00305 | 745-769-4750 | 5062 WILLOWS GREEN RD | 2019-02-04 | Finaled | Residential | Plumbing Permit | Other | Finish 3rd floor space, add fixtures in bathroom and wet bar. **Work existing, done without permits. | 500 | - | - | - | - | - | LANG | 5062 WILLOWS GREEN RD | HENRICO | VA | 23059
PLM2019-00306 | 760-770-3973 | 6005 CARRINGTON GREEN PL | 2019-02-05 | Finaled | Residential | Plumbing Permit | Replacement | REPLACE GAS HOT WTR/HTR WITH DRIP LEG SEDIMENT TRAP | 170 | - | - | - | - | - | PMK PLUMBING INC | 10641 MARCH HARE DR | RICHMOND | VA | 23235
PLM2019-00307 | 746-769-7241 | 728 FOUNDRY PARK CT | 2019-02-05 | Finaled | Residential | Plumbing Permit | Other | INSTALL BACKFLOW PREVENTER FOR IRRIGATION SYSTEM IN NEW DWELLING | 250 | LEGAULT HOMES LLC | P O BOX 5575 | GLEN ALLEN | VA | 23058 | LAYMAN IRRIGATION & TRENCHING | 1961 URBINE RD | POWHATAN | VA | 23139
PLM2019-00308 | 741-771-2425 | 11519 GREY OAKS ESTATES RUN | 2019-02-05 | Issued | Residential | Plumbing Permit | Installation - New | Rough & complete plumbing-run gas pipe to fixtures-water and sewer lines | 16500 | BRADFORD HOMES INC | PO BOX 3943 | RICHMOND | VA | 23235 | PAUL BROWN PLUMBING & HEATING INC | 8318 PEAKS ROAD | HANOVER | VA | 23069
PLM2019-00309 | 741-771-2253 | 11524 GREY OAKS ESTATES RUN | 2019-02-05 | Issued | Residential | Plumbing Permit | Installation - New | Rough & complete plumbing-run gas pipe to fixtures-water and sewer lines | 17000 | BRADFORD HOMES INC | PO BOX 3943 | RICHMOND | VA | 23235 | PAUL BROWN PLUMBING & HEATING INC | 8318 PEAKS ROAD | HANOVER | VA | 23069
PLM2019-00310 | 756-732-6741 | 8101 CHELLBROOK PL | 2019-02-05 | Issued | Residential | Plumbing Permit | Replacement | disconect and reconect tub, lavatory,toilet and shower move 1 steam head | 5500 | CUSTOM KITCHENS INC | 6412 HORSEPEN RD | RICHMOND | VA | 23226 | WINTER PLUMBING AND HEATING CO | P O BOX 6047 | MIDLOTHIAN | VA | 23112
PLM2019-00311 | 780-764-9505 | 10160 VIRGINIA RD | 2019-02-28 | Issued | Residential | Plumbing Permit | Installation - New | Sewer line from lateral and Water line from meter to the house. | 750 | - | - | - | - | - | 3 QUEENS MECHANICAL | 4912 BRICKHAVEN DR | CHESTERFIELD | VA | 23832
PLM2019-00312 | 824-712-5473 | 1 RICHARD E BYRD TERMINAL D | 2019-02-08 | Finaled | Commercial | Plumbing Permit | Other | REROUTE PLUMBING PER PLANS | 25000 | - | - | - | - | - | STEMMLE PLUMBING & ELECTRIC | 10900 PAULBROOK BLVD | MIDLOTHIAN | VA | 23112
PLM2019-00313 | 750-772-6150 | 10874 HOLMAN RIDGE RD | 2019-02-05 | Issued | Residential | Plumbing Permit | Installation - New | Install plumbing-sewer-water and inside gas piping in new dwelling | 5400 | HHHUNT HOMES RICHMOND | 11237 NUCKOLS ROAD | GLEN ALLEN | VA | 23059 | PLUMBRIGHT PLUMBING INC | 1642 OAK LAKE BLVD E | MIDLOTHIAN | VA | 23112
PLM2019-00314 | 750-772-2439 | 5109 MABEN HILL RUN | 2019-02-05 | Issued | Residential | Plumbing Permit | Installation - New | Install plumbing-sewer-water and inside gas piping in new dwelling | 5400 | HHHUNT CORPORATION | 117 EDINBURGH SOUTH DR | CARY | NC | 27511 | PLUMBRIGHT PLUMBING INC | 1642 OAK LAKE BLVD E | MIDLOTHIAN | VA | 23112
PLM2019-00315 | 750-771-8186 | 5200 MABEN BRANCH PL | 2019-02-05 | Issued | Residential | Plumbing Permit | Installation - New | Install plumbing-sewer-water and inside gas piping in new dwelling | 5400 | HHHUNT HOMES RICHMOND | 11237 NUCKOLS ROAD | GLEN ALLEN | VA | 23059 | PLUMBRIGHT PLUMBING INC | 1642 OAK LAKE BLVD E | MIDLOTHIAN | VA | 23112
PLM2019-00316 | 781-772-2433 | 4010 RIVERMERE LN | 2019-02-05 | Issued | Residential | Plumbing Permit | Installation - New | Install plumbing-sewer-water and inside gas piping in new dwelling | 5400 | HHHUNT HOMES RICHMOND | 11237 NUCKOLS ROAD | GLEN ALLEN | VA | 23059 | PLUMBRIGHT PLUMBING INC | 1642 OAK LAKE BLVD E | MIDLOTHIAN | VA | 23112
PLM2019-00317 | 781-772-2531 | 4008 RIVERMERE LN | 2019-02-05 | Issued | Residential | Plumbing Permit | Installation - New | Install plumbing-sewer-water and inside gas piping in new dwelling | 5400 | HHHUNT HOMES RICHMOND | 11237 NUCKOLS ROAD | GLEN ALLEN | VA | 23059 | PLUMBRIGHT PLUMBING INC | 1642 OAK LAKE BLVD E | MIDLOTHIAN | VA | 23112
PLM2019-00318 | 781-772-2628 | 4006 RIVERMERE LN | 2019-02-05 | Issued | Residential | Plumbing Permit | Installation - New | Install plumbing-sewer-water and inside gas piping in new dwelling | 5400 | HHHUNT HOMES RICHMOND | 11237 NUCKOLS ROAD | GLEN ALLEN | VA | 23059 | PLUMBRIGHT PLUMBING INC | 1642 OAK LAKE BLVD E | MIDLOTHIAN | VA | 23112
PLM2019-00319 | 781-772-2821 | 4000 RIVERMERE LN | 2019-02-05 | Issued | Residential | Plumbing Permit | Installation - New | Install plumbing-sewer-water and inside gas piping in new dwelling | 5400 | HHHUNT HOMES RICHMOND | 11237 NUCKOLS ROAD | GLEN ALLEN | VA | 23059 | PLUMBRIGHT PLUMBING INC | 1642 OAK LAKE BLVD E | MIDLOTHIAN | VA | 23112
PLM2019-00320 | 781-772-2626 | 4004 RIVERMERE LN | 2019-02-05 | Issued | Residential | Plumbing Permit | Installation - New | Install plumbing-sewer-water and inside gas piping in new dwelling | 5400 | HHHUNT HOMES RICHMOND | 11237 NUCKOLS ROAD | GLEN ALLEN | VA | 23059 | PLUMBRIGHT PLUMBING INC | 1642 OAK LAKE BLVD E | MIDLOTHIAN | VA | 23112
PLM2019-00321 | 781-772-2724 | 4002 RIVERMERE LN | 2019-02-05 | Issued | Residential | Plumbing Permit | Installation - New | Install plumbing-sewer-water and inside gas piping in new dwelling | 5400 | HHHUNT HOMES RICHMOND | 11237 NUCKOLS ROAD | GLEN ALLEN | VA | 23059 | PLUMBRIGHT PLUMBING INC | 1642 OAK LAKE BLVD E | MIDLOTHIAN | VA | 23112
PLM2019-00322 | 799-736-6067 | 3807 FENWICK ST | 2019-02-05 | Issued | Residential | Plumbing Permit | Installation - New | Add plumbing and fixtures to new addition. | 2000 | - | - | - | - | - | BROWN | 3807 FENWICK ST | HENRICO | VA | 23222
PLM2019-00323 | 820-690-2504 | 7740 JARWIN LN | 2019-02-06 | Issued | Residential | Plumbing Permit | Installation - New | Plumbing for new house | 5000 | J W SULLIVAN CONSTRUCTION INC | 14112 SPRUCE AVE | CHESTER | VA | 23836 | REEL TIME CONSTRUCTION LLC | 8814 FARGO RD | HENRICO | VA | 23229
PLM2019-00324 | 750-771-5978 | 5207 MABEN BRANCH PL | 2019-02-06 | Issued | Residential | Plumbing Permit | Installation - New | New construction- Single- Family. install plumbing sewer, water and inside gas piping. | 5400 | HHHUNT HOMES RICHMOND | 11237 NUCKOLS ROAD | GLEN ALLEN | VA | 23059 | PLUMBRIGHT PLUMBING INC | 1642 OAK LAKE BLVD E | MIDLOTHIAN | VA | 23112
PLM2019-00325 | 753-743-9242 | 1370 N PARHAM RD | 2019-02-06 | Issued | Commercial | Plumbing Permit | Tenant upfit - New | PANERA BREAD TENANT UPFIT | 88000 | CONBOY & MANNION CONTRACTING INC | 36 PHILA ST | SARATOGA SPRINGS | NY | 12866 | GRASSFIELD PLUMBING INC | 4813 S AMHERST HWY | MADISON HEIGHTS | VA | 24572
PLM2019-00326 | 778-751-5784 | 2314 DELTA CIR | 2019-02-06 | Finaled | Residential | Plumbing Permit | Water Service - Replace | Replace water line from crawl space to meter | 2255.91 | - | - | - | - | - | KELLEHER CORPORATION | 1301 SCHOOL ST | RICHMOND | VA | 23220
PLM2019-00327 | 740-758-7423 | 11816 OAK POINT CT | 2019-02-06 | Issued | Residential | Plumbing Permit | Installation - New | Plumbing for new house | 16300 | VMAX LLC | 1902 CAMBRIDGE CIR | RICHMOND | VA | 23238 | ROBINSON'S PLUMBING SERVIE LLC | 247 WYLDEROSE CT | MIDLOTHIAN | VA | 23113
PLM2019-00328 | 792-757-5371 | 8312 BROOKFIELD RD | 2019-02-06 | Issued | Residential | Plumbing Permit | Other | Install 50' 1 1/4 black iron pipe from meter through garage to new generator | 500 | - | - | - | - | - | BRADLEY SR | P O BOX 745 | CHESTERFIELD | VA | 23832
PLM2019-00329 | 783-761-0394 | 1312 PENNSYLVANIA AVE | 2019-02-06 | Inspection | Residential | Plumbing Permit | Alteration | Relocate toilet and bath vanity. | 800 | CMF PROPERTY & LEASING LLC | 12714 BAYHILL DR | CHESTERFIELD | VA | 23836 | CMF PROPERTY & LEASING LLC | 12714 BAYHILL DR | CHESTERFIELD | VA | 23836
PLM2019-00330 | 737-747-3748 | 11423 HILBINGDON RD | 2019-02-06 | Finaled | Residential | Plumbing Permit | Other | replace 120 ft of 1 inch water service line | 5000 | - | - | - | - | - | JAMES RIVER AIR COND | 1905 WESTMORELAND ST | RICHMOND | VA | 23230
PLM2019-00331 | 782-749-9082 | 1609 HILLIARD RD | 2019-02-07 | Finaled | Residential | Plumbing Permit | Replacement | replace water line | 1000 | - | - | - | - | - | - | - | - | - | -
PLM2019-00332 | 746-772-2884 | 11343 NUCKOLS RD | 2019-02-08 | Inspection | Commercial | Plumbing Permit | Tenant Upfit - Existing | remove bathrooms-cap lines-aded kitchen sink and lines for shampoo bowls-add new bowls-remove water fountain/add new one-new water heater | 9000 | R A THOMAS CONSTRUCTION INC | 27 FORREST EDGE CT | INDIANAPOLIS | IN | 46227 | - | - | - | - | -
PLM2019-00333 | 801-709-1039 | 5751 NEW OSBORNE TPKE | 2019-02-07 | Issued | Residential | Plumbing Permit | Building Sewer - New | new sewer connection | 999 | - | - | - | - | - | - | - | - | - | -
PLM2019-00334 | 823-728-7660 | 406 LEE AVE | 2019-02-07 | Issued | Residential | Plumbing Permit | Alteration | new bath | 2000 | REMODEL USA INC | 1 SOLUTION WAY SUITE 114 | WAYNESBORO | VA | 22980 | REMODEL USA | 605 HAMPTON PARK BLVD | CAPITOL HEIGHTS | MD | 20743
PLM2019-00335 | 762-744-8877 | 1623 FOSTER RD | 2019-02-07 | Issued | Residential | Plumbing Permit | Installation - New | replacing building sewer line with pvc, installing new plumbing for new full bathroom | 4000 | - | - | - | - | - | - | - | - | - | -
PLM2019-00336 | 797-711-6266.001 | 17 FLATWATER ROW Unit: A | 2019-02-08 | Issued | Commercial | Plumbing Permit | Installation - New | INSTALL PLUMBING IN NEW DWELLING | 6700 | STANLEY MARTIN HOMES | 5030 SADLER PLACE STE 101 | GLEN ALLEN | VA | 23059 | FOSTER PLMBG & HEATING INC | P O BOX 35731 | RICHMOND | VA | 23235
PLM2019-00337 | 797-711-6266.002 | 17 FLATWATER ROW Unit: B | 2019-02-08 | Issued | Commercial | Plumbing Permit | Installation - New | INSTALL PLUMBING IN NEW DWELLING | 6700 | STANLEY MARTIN HOMES | 5030 SADLER PLACE STE 101 | GLEN ALLEN | VA | 23059 | FOSTER PLMBG & HEATING INC | P O BOX 35731 | RICHMOND | VA | 23235
PLM2019-00338 | 797-711-6266.003 | 15 FLATWATER ROW Unit: A | 2019-02-08 | Issued | Commercial | Plumbing Permit | Installation - New | INSTALL PLUMBING IN NEW DWELLING | 6700 | STANLEY MARTIN HOMES | 5030 SADLER PLACE STE 101 | GLEN ALLEN | VA | 23059 | FOSTER PLMBG & HEATING INC | P O BOX 35731 | RICHMOND | VA | 23235
PLM2019-00339 | 797-711-6266.004 | 15 FLATWATER ROW Unit: B | 2019-02-08 | Issued | Commercial | Plumbing Permit | Installation - New | INSTALL PLUMBING IN NEW DWELLING | 6700 | STANLEY MARTIN HOMES | 5030 SADLER PLACE STE 101 | GLEN ALLEN | VA | 23059 | FOSTER PLMBG & HEATING INC | P O BOX 35731 | RICHMOND | VA | 23235
PLM2019-00340 | 797-711-6266.005 | 13 FLATWATER ROW Unit: A | 2019-02-08 | Issued | Commercial | Plumbing Permit | Installation - New | INSTALL PLUMBING IN NEW DWELLING | 6700 | STANLEY MARTIN HOMES | 5030 SADLER PLACE STE 101 | GLEN ALLEN | VA | 23059 | FOSTER PLMBG & HEATING INC | P O BOX 35731 | RICHMOND | VA | 23235
PLM2019-00341 | 797-711-6266.006 | 13 FLATWATER ROW Unit: B | 2019-02-08 | Issued | Commercial | Plumbing Permit | Installation - New | INSTALL PLUMBING IN NEW DWELLING | 6700 | STANLEY MARTIN HOMES | 5030 SADLER PLACE STE 101 | GLEN ALLEN | VA | 23059 | FOSTER PLMBG & HEATING INC | P O BOX 35731 | RICHMOND | VA | 23235
PLM2019-00342 | 775-757-4183 | 8901 CARTERS BRIDGE CT | 2019-02-08 | Issued | Residential | Plumbing Permit | Installation - New | install plumbing in new dwelling | 3000 | RYAN HOMES | 7501 BOULDERS VIEW DRIVE | RICHMOND | VA | 23225 | COMMONWEALTH PLUMBING SYSTEMS | P.O. BOX 275 | MECHANICSVILLE | VA | 23111
PLM2019-00343 | 748-776-0961 | 1005 STABLE HILL PL | 2019-02-08 | Finaled | Residential | Plumbing Permit | Installation - New | Install back flow device for irrigation system | 800 | STANLEY MARTIN COMPANIES LLC | 11710 PLAZA AMERICA DR | RESTON | VA | 20190 | COLLIER COMPANIES | 1500 OAKBRIDGE TERRACE | POWHATAN | VA | 23139
PLM2019-00344 | 737-768-4370 | 12295 LEAKES MILL CT | 2019-02-08 | Finaled | Residential | Plumbing Permit | Installation - New | Install back flow device for irrigation system | 800 | SM RICHMOND LLC | 5030 SADLER PLACE | GLEN ALLEN | VA | 23060 | COLLIER COMPANIES | 1500 OAKBRIDGE TERRACE | POWHATAN | VA | 23139
PLM2019-00345 | 737-768-5661 | 12287 LEAKES MILL CT | 2019-02-08 | Issued | Residential | Plumbing Permit | Installation - New | Install back flow device for irrigation system | 800 | SM RICHMOND LLC | 5030 SADLER PLACE | GLEN ALLEN | VA | 23060 | COLLIER COMPANIES | 1500 OAKBRIDGE TERRACE | POWHATAN | VA | 23139
PLM2019-00346 | 769-751-2260 | 7815 WISTAR VILLAGE DR | 2019-02-08 | Finaled | Residential | Plumbing Permit | Replacement | Repalce gas water heater. | 600 | - | - | - | - | - | EDWARDS | 7815 WISTAR VILLAGE DR | HENRICO | VA | 23228
PLM2019-00347 | 747-740-1183 | 9314 AVALON DR | 2019-02-08 | Finaled | Residential | Plumbing Permit | Water Heater - Replace (like for like) | Replace 40,000 BTU gas hot water heater -like for like | 1000 | - | - | - | - | - | JAMES RIVER AIR COND | 1905 WESTMORELAND ST | RICHMOND | VA | 23230
PLM2019-00348 | 788-766-2031.213 | 900 MASTERS ROW Unit: J | 2019-02-08 | Issued | Residential | Plumbing Permit | Replacement | Repace gas hot water heater with electric hot water heater | 500 | - | - | - | - | - | JAMES RIVER AIR COND | 1905 WESTMORELAND ST | RICHMOND | VA | 23230
PLM2019-00349 | 776-738-0733 | 2100 MAYWILL ST | 2019-02-11 | Inspection | Commercial | Plumbing Permit | Tenant Upfit - Existing | INSTALL PLUMBING FOR TENANT UPFIT | 10000 | EVANS CONSTRUCTION INC | 1700 E OLD WILLIAMSBURG RD | SANDSTON | VA | 23150 | ABC ELECTRIC INC-E | P O BOX 12082 | RICHMOND | VA | 23241
PLM2019-00350 | 739-780-2688 | 12017 DRUMORE WAY | 2019-02-08 | Inspection | Residential | Plumbing Permit | Other | Bath on 3rd floor. | 3500 | WALSH BUILDERS INC | 967 GLEBE LANDING ROAD | CENTER CROSS | VA | 22437 | A R SMITH PLUMBING INC | 6100 PERRYVILLE DR | MECHANICSVILLE | VA | 23111
PLM2019-00351 | 739-745-1594 | 1609 TUNBRIDGE DR | 2019-02-08 | Issued | Residential | Plumbing Permit | Gas Piping (Natural) | INSTALL TANKLESS WATER HEATER & GAS PIPING | 4000 | - | - | - | - | - | PLUMBER ON THE WAY | 13231 BENT CREEK RD | AMELIA | VA | 23002
PLM2019-00352 | 742-733-1189 | 504 KILMARNOCK DR | 2019-02-08 | Issued | Residential | Plumbing Permit | Alteration | add a gas line for furnace under house upgrad tohigh pressure to accomadate existing generator | 1900 | - | - | - | - | - | NUCKOLS PLUMBING & GAS LLC | 2100 TOMLYNN STREET | HENRICO | VA | 23230
PLM2019-00353 | 758-749-0117 | 2104 MILBANK RD | 2019-02-08 | Finaled | Residential | Plumbing Permit | Gas Piping (Natural) | add gas connection for generaor and upgrade meter | 1600 | - | - | - | - | - | NUCKOLS PLUMBING & GAS LLC | 2100 TOMLYNN STREET | HENRICO | VA | 23230
PLM2019-00354 | 747-771-5337 | 11155 NUCKOLS RD | 2019-02-11 | Issued | Commercial | Plumbing Permit | Installation - New | ALL PLUMBING SYSTEM INSTALLATION | 96800 | CALIBER 1 CONSTRUCTION INC | 110 W MONTGOMERY ST | VILLA RICA | GA | 30180 | J & S CONTRACTOR SERVICES | 11703 ENCHANTED WOODS WAY | FREDERICKSBURG | VA | 22407
PLM2019-00355 | 738-769-7141 | 14399 NORTH GAYTON RD | 2019-02-11 | Issued | Commercial | Plumbing Permit | Installation - New | Turnkey plumbing installation for new 123 unit-3 story assisted living and memory care facility | 1215000 | KBS INC | 8050 KIMWAY DR | HENRICO | VA | 23228 | HORIZON INC OF SC | 168 A BOARDWALK DR | RIDGELAND | SC | 29936
PLM2019-00356 | 758-761-4908 | 4180 ENGLISH HOLLY CIR | 2019-02-11 | Issued | Residential | Plumbing Permit | Water Heater - Replace (like for like) | REPLACE 40,000 BRU GAS HOT WATER HEATER-LIKE FOR LIKE | 2000 | - | - | - | - | - | JAMES RIVER AIR COND | 1905 WESTMORELAND ST | RICHMOND | VA | 23230
PLM2019-00357 | 823-692-4323 | 6912 HAPSBURG LN | 2019-02-11 | Issued | Residential | Plumbing Permit | Installation - New | PLUMBING INSTALL FOR NEW DWELLING | 5000 | BOYD CORPORATION | 544 NEWTOWN RD | VIRGINIA BEACH | VA | 23462 | IMPERIAL PLUMBING INC | PO BOX 476 | MIDLOTHIAN | VA | 23113
PLM2019-00358 | 813-701-3655 | 3388 NEW HERITAGE LOOP | 2019-02-11 | Issued | Residential | Plumbing Permit | Installation - New | INSTALL PLUMBIING AND GAS IN NEW DWELLING | 6000 | STYLE CRAFT HOMES INC | 6225 LAKESIDE AVE | HENRICO | VA | 23228 | SUPERIOR PLUMBING HEATING & AIR INC | 2809 ACKLEY AVE | RICHMOND | VA | 23228
PLM2019-00359 | 822-723-5030 | 108 S KALMIA AVE | 2019-02-11 | Issued | Residential | Plumbing Permit | Installation - New | Install new plumbing in new house. | 4000 | - | - | - | - | - | RHOTEN | 226 N. LINDEN AVE | HIGHLAND SPRINGS | VA | 23075
PLM2019-00360 | 768-747-0824 | 5416 GLENSIDE DR | 2019-02-12 | Inspection | Commercial | Plumbing Permit | Installation - New | Rough in waste water & vent, tubs installing fixtures, hot water heaters. Taking over from inspections done on PLM2018-00875 which has been canceled. | 150000 | THOMAS BUILDERS | 855 W WILSON ST | NIOTA | TN | 37826 | THOMAS BUILDERS INC | 855 W WILSON ST | NIOTA | TN | 37826
PLM2019-00361 | 769-737-3039 | 5801 BREMO RD | 2019-02-12 | Issued | Commercial | Plumbing Permit | Tenant Upfit - Existing | install 1 floor sink & waste piping-install domestic water line to bypass [anel-install medical gas pipe & fixtures | 40000 | TAYLOR & PARRISH INC | 710 PERRY ST | RICHMOND | VA | 23224 | ATLANTIC CONSTRUCTORS INC | 1401 BATTERY BROOKE PKWY | RICHMOND | VA | 23237
PLM2019-00362 | 741-781-3996 | 12008 ENGLISH IVY LN | 2019-02-15 | Inspection | Residential | Plumbing Permit | Tenant upfit - New | INSTALL WET BAR | 1000 | RIVERSIDE BUILDERS | 14413 CLEARCREEK PL | COLOMIAL HEIGHTS | VA | 23834 | ALL IN ONE CONTRACTING | 13613 CANNONADE LANE | MIDLOTHIAN | VA | 23112
PLM2019-00363 | 778-761-0436 | 1613 POPLAR STAND CT | 2019-02-12 | Issued | Residential | Plumbing Permit | Replacement | replace gas wtr/htr with drip leg sediment trap | 170 | - | - | - | - | - | PMK PLUMBING INC | 10641 MARCH HARE DR | RICHMOND | VA | 23235
PLM2019-00364 | 788-765-6764 | 616 VIRGINIA CENTER PKWY | 2019-02-12 | Issued | Residential | Plumbing Permit | Water Heater - Replace (like for like) | REPLACE GAS WATER HEATER WITH LIKE 40,000 BTU | 1801 | - | - | - | - | - | AMERICAN RESIDENTIAL SERVICES | 12916 OLD STAGE RD | CHESTER | VA | 23836
PLM2019-00365 | 743-749-3198 | 2003 WILLOWICK LN | 2019-02-12 | Issued | Residential | Plumbing Permit | Other | Run gas line for tankless wtr/htr-make connection-install tankless wtr/htr | 3500 | - | - | - | - | - | UNIVERSAL HEATING & PLUMBING | 11001 TRADE RD | N CHESTERFIELD | VA | 23236
PLM2019-00366 | 808-686-9084 | 1855 MILL RD | 2019-02-12 | Issued | Residential | Plumbing Permit | Installation - New | Plumb single family dwelling. | 5000 | LIBERTY HOMES INC | 8249 CROWN COLONY PKWY | MECHANICSVILLE | VA | 23116 | A1 MASTER PLUMBING LLC | 1455 DISPATCH RD | QUINTON | VA | 23141
PLM2019-00367 | 841-709-4705 | 2874 OLD MEMORIAL DR | 2019-02-12 | Issued | Residential | Plumbing Permit | Installation - New | Plumb single family dwelling. | 5000 | LIBERTY HOMES INC | 8249 CROWN COLONY PKWY | MECHANICSVILLE | VA | 23116 | A1 MASTER PLUMBING LLC | 1455 DISPATCH RD | QUINTON | VA | 23141
PLM2019-00368 | 746-769-8020 | 716 FOUNDRY PARK CT | 2019-02-13 | Issued | Residential | Plumbing Permit | Installation - New | ROUGH IN & TRIM OUT PLUMBING SYSTEM WITH GAS IN NEW HOME | 10000 | LEGAULT HOMES LLC | P O BOX 5575 | GLEN ALLEN | VA | 23058 | D L JONES PLUMBING INC | 5616 GREENDALE RD | HENRICO | VA | 23228
PLM2019-00369 | 770-736-8047 | 5310 W FRANKLIN ST | 2019-02-13 | Finaled | Residential | Plumbing Permit | Water Service - Replace | replase water line from meter and replace water pipe crowl and drain lines. | 5000 | - | - | - | - | - | M A WILLIAMS | 27 LABROOK DR | RICHMOND | VA | 23225
PLM2019-00370 | 783-742-4699 | 1600 WESTBROOK AVE | 2019-02-14 | Issued | Commercial | Plumbing Permit | Replacement | Provide/replace (32) 38 gallon water heaters | 61072 | - | - | - | - | - | COLONIAL WEBB CONTRACTORS | 2820 ACKLEY AVE | HENRICO | VA | 23228
PLM2019-00371 | 759-759-7677 | 9108 WHITEMONT DR | 2019-02-13 | Finaled | Residential | Plumbing Permit | Water Service - Replace | Replace water line | 3000 | - | - | - | - | - | USA PIPE REPAIR OF VIRGINIA INCORPO | 13721 KENTUCKY DERBY COURT | MIDLOTHIAN | VA | 23112
PLM2019-00372 | 762-756-9480 | 4904 FINNEGAN CT | 2019-02-13 | Issued | Residential | Plumbing Permit | Installation - New | Re-set plumbing fixtures, removed from fire loss. | 4500 | PROPERTY LOSS SPECIALISTS LLC | 45D BUSINESS PARK DR | RUCKERSVILLE | VA | 22968 | BANTAMS PLUMBING CO INC | 10010 LICKINGHOLE RD | ASHLAND | VA | 23005
PLM2019-00373 | 743-777-1693 | 11809 BRANDONS CT | 2019-02-13 | Issued | Residential | Plumbing Permit | Installation - New | Reset plumbing fixtures removed from fire loss. | 14000 | PROPERTY LOSS SPECIALISTS LLC | 45D BUSINESS PARK DR | RUCKERSVILLE | VA | 22968 | BANTAMS PLUMBING CO INC | 10010 LICKINGHOLE RD | ASHLAND | VA | 23005
PLM2019-00374 | 775-757-4183 | 8901 CARTERS BRIDGE CT | 2019-02-13 | Issued | Residential | Plumbing Permit | Installation - New | INSTALL BACKFLOW PREVENTER | 150 | RYAN HOMES | 7501 BOULDERS VIEW DRIVE | RICHMOND | VA | 23225 | PROVING GROUNDS LLC | 10015 W BROAD ST | GLEN ALLEN | VA | 23060
PLM2019-00375 | 738-766-3254 | 12275 MANOR CROSSING DR | 2019-02-13 | Finaled | Residential | Plumbing Permit | Installation - New | INSTALL BACKFLOW PREVENTER | 150 | RYAN HOMES | 7501 BOULDERS VIEW DRIVE | RICHMOND | VA | 23225 | PROVING GROUNDS LLC | 10015 W BROAD ST | GLEN ALLEN | VA | 23060
PLM2019-00376 | 738-766-4772 | 12264 MANOR CROSSING DR | 2019-02-13 | Finaled | Residential | Plumbing Permit | Installation - New | INSTALL BACKFLOW PREVENTER | 150 | RYAN HOMES | 7501 BOULDERS VIEW DRIVE | RICHMOND | VA | 23225 | PROVING GROUNDS LLC | 10015 W BROAD ST | GLEN ALLEN | VA | 23060
PLM2019-00377 | 768-751-1201 | 4515 WISTAR WOODS TRL | 2019-02-13 | Issued | Residential | Plumbing Permit | Installation - New | INSTALL PLUMBING AND GAS IN NEW DWELLING | 4800 | RYAN HOMES | 7501 BOULDERS VIEW DRIVE | RICHMOND | VA | 23225 | SUPERIOR PLUMBING HEATING & AIR INC | 2809 ACKLEY AVE | RICHMOND | VA | 23228
PLM2019-00378 | 768-751-1001 | 4517 WISTAR WOODS TRL | 2019-02-13 | Issued | Residential | Plumbing Permit | Installation - New | INSTALL PLUMBING AND GAS IN NEW DWELLING | 4800 | RYAN HOMES | 7501 BOULDERS VIEW DRIVE | RICHMOND | VA | 23225 | SUPERIOR PLUMBING HEATING & AIR INC | 2809 ACKLEY AVE | RICHMOND | VA | 23228
PLM2019-00379 | 768-751-0801 | 4519 WISTAR WOODS TRL | 2019-02-13 | Issued | Residential | Plumbing Permit | Installation - New | INSTALL PLUMBING AND GAS IN NEW DWELLING | 4800 | RYAN HOMES | 7501 BOULDERS VIEW DRIVE | RICHMOND | VA | 23225 | SUPERIOR PLUMBING HEATING & AIR INC | 2809 ACKLEY AVE | RICHMOND | VA | 23228
PLM2019-00380 | 768-751-0601 | 4521 WISTAR WOODS TRL | 2019-02-13 | Issued | Residential | Plumbing Permit | Installation - New | INSTALL PLUMBING AND GAS IN NEW DWELLING | 4800 | RYAN HOMES | 7501 BOULDERS VIEW DRIVE | RICHMOND | VA | 23225 | SUPERIOR PLUMBING HEATING & AIR INC | 2809 ACKLEY AVE | RICHMOND | VA | 23228
PLM2019-00381 | 768-751-0401 | 4523 WISTAR WOODS TRL | 2019-02-13 | Issued | Residential | Plumbing Permit | Installation - New | INSTALL PLUMBING AND GAS IN NEW DWELLING | 4800 | RYAN HOMES | 7501 BOULDERS VIEW DRIVE | RICHMOND | VA | 23225 | SUPERIOR PLUMBING HEATING & AIR INC | 2809 ACKLEY AVE | RICHMOND | VA | 23228
PLM2019-00382 | 741-771-1302 | 11608 ESTES ANDERSON WAY | 2019-02-13 | Issued | Residential | Plumbing Permit | Installation - New | Finishing attic bath RN was done with original permit. | 2500 | BRADFORD HOMES INC | PO BOX 3943 | RICHMOND | VA | 23235 | PAUL BROWN PLUMBING & HEATING INC | 8318 PEAKS ROAD | HANOVER | VA | 23069
PLM2019-00383 | 768-751-0101 | 4525 WISTAR WOODS TRL | 2019-02-13 | Issued | Residential | Plumbing Permit | Installation - New | INSTALL PLUMBING AND GAS IN NEW DWELLING | 4800 | RYAN HOMES | 7501 BOULDERS VIEW DRIVE | RICHMOND | VA | 23225 | SUPERIOR PLUMBING HEATING & AIR INC | 2809 ACKLEY AVE | RICHMOND | VA | 23228
PLM2019-00384 | 737-765-2699 | 12220 PAXTON GLEN TER | 2019-02-13 | Issued | Residential | Plumbing Permit | Installation - New | INSTALL PLUMBING AND GAS IN NEW DWELLING | 4800 | RYAN HOMES | 7501 BOULDERS VIEW DRIVE | RICHMOND | VA | 23225 | SUPERIOR PLUMBING HEATING & AIR INC | 2809 ACKLEY AVE | RICHMOND | VA | 23228
PLM2019-00385 | 768-777-6290 | 11500 ROLLING LEAF LN | 2019-02-27 | Issued | Residential | Plumbing Permit | Installation - New | INSTALL PLUMBING AND GAS IN NEW DWELLING | 4800 | RYAN HOMES | 7501 BOULDERS VIEW DRIVE | RICHMOND | VA | 23225 | SUPERIOR PLUMBING HEATING & AIR INC | 2809 ACKLEY AVE | RICHMOND | VA | 23228
PLM2019-00387 | 812-721-1233 | 4809 THORNHURST ST | 2019-02-13 | Issued | Residential | Plumbing Permit | Installation - New | INSTALL PLUMBING AND GAS IN NEW DWELLING | 4800 | RYAN HOMES | 7501 BOULDERS VIEW DRIVE | RICHMOND | VA | 23225 | SUPERIOR PLUMBING HEATING & AIR INC | 2809 ACKLEY AVE | RICHMOND | VA | 23228
PLM2019-00388 | 812-721-2037 | 4813 THORNHURST ST | 2019-02-13 | Issued | Residential | Plumbing Permit | Installation - New | INSTALL PLUMBING AND GAS IN NEW DWELLING | 4800 | RYAN HOMES | 7501 BOULDERS VIEW DRIVE | RICHMOND | VA | 23225 | SUPERIOR PLUMBING HEATING & AIR INC | 2809 ACKLEY AVE | RICHMOND | VA | 23228
PLM2019-00390 | 812-701-9810 | 3401 NEW PASTURE CT | 2019-02-13 | Issued | Residential | Plumbing Permit | Installation - New | INSTALL PLUMBING AND GAS IN NEW DWELLING | 6000 | STYLE CRAFT HOMES INC | 6225 LAKESIDE AVE | HENRICO | VA | 23228 | SUPERIOR PLUMBING HEATING & AIR INC | 2809 ACKLEY AVE | RICHMOND | VA | 23228
PLM2019-00391 | 813-701-0209 | 3403 NEW PASTURE CT | 2019-02-13 | Issued | Residential | Plumbing Permit | Installation - New | INSTALL PLUMBING AND GAS IN NEW DWELLING | 6000 | STYLE CRAFT HOMES INC | 6225 LAKESIDE AVE | HENRICO | VA | 23228 | SUPERIOR PLUMBING HEATING & AIR INC | 2809 ACKLEY AVE | RICHMOND | VA | 23228
PLM2019-00392 | 813-701-0408 | 3405 NEW PASTURE CT | 2019-02-13 | Issued | Residential | Plumbing Permit | Installation - New | INSTALL PLUMBING AND GAS IN NEW DWELLING | 6000 | STYLE CRAFT HOMES INC | 6225 LAKESIDE AVE | HENRICO | VA | 23228 | SUPERIOR PLUMBING HEATING & AIR INC | 2809 ACKLEY AVE | RICHMOND | VA | 23228
PLM2019-00393 | 813-701-0707 | 3407 NEW PASTURE CT | 2019-02-13 | Issued | Residential | Plumbing Permit | Installation - New | INSTALL PLUMBING AND GAS IN NEW DWELLING | 6000 | STYLE CRAFT HOMES INC | 6225 LAKESIDE AVE | HENRICO | VA | 23228 | SUPERIOR PLUMBING HEATING & AIR INC | 2809 ACKLEY AVE | RICHMOND | VA | 23228
PLM2019-00394 | 736-744-2940 | 1702 LAUDERDALE DR | 2019-02-13 | Issued | Residential | Plumbing Permit | Building Sewer - Replace | REPLACE 70 FT OF SEWER LINE | 5292 | - | - | - | - | - | STEMMLE PLUMBING & ELECTRIC | 10900 PAULBROOK BLVD | MIDLOTHIAN | VA | 23112
PLM2019-00395 | 814-725-4654 | 2 BAYARD RD | 2019-02-14 | Finaled | Residential | Plumbing Permit | Alteration | Reroute sewer line from septic system to county connector. | 4000 | - | - | - | - | - | TUCKERS PLUMBING INC | 5475 COLD HARBOR RD | MECHANICSVILLE | VA | 23111
PLM2019-00396 | 734-781-3947 | 6728 DONAHUE DR | 2019-02-14 | Finaled | Residential | Plumbing Permit | Installation - New | INSTALL BACKFLOW DEVICE FOR IRRIGATION | 800 | BOONE HOMES INC | 129 BROAD STREET RD | MANAKIN SABOT | VA | 23103 | COLLIER COMPANIES | 1500 OAKBRIDGE TERRACE | POWHATAN | VA | 23139
PLM2019-00397 | 734-781-5133 | 6723 DONAHUE DR | 2019-02-14 | Finaled | Residential | Plumbing Permit | Installation - New | INSTALL BACKFLOW DEVICE FOR IRRIGATION | 800 | BOONE HOMES INC | 129 BROAD STREET RD | MANAKIN SABOT | VA | 23103 | COLLIER COMPANIES | 1500 OAKBRIDGE TERRACE | POWHATAN | VA | 23139
PLM2019-00398 | 778-763-4997 | 2168 MEGAN DR | 2019-02-14 | Issued | Residential | Plumbing Permit | Replacement | Replace 199,000 BTU tankless water heater | 4000 | - | - | - | - | - | JAMES RIVER AIR COND | 1905 WESTMORELAND ST | RICHMOND | VA | 23230
PLM2019-00399 | 777-751-8636 | 7343 HERMITAGE RD | 2019-02-27 | Issued | Commercial | Plumbing Permit | Replacement | REPLACE ORANGEBURG SEWER MAIN EXTERIOR | 8000 | - | - | - | - | - | ADVANCED PLUMBING LLC | 5324 DISTRIBUTOR DRIVE | RICHMOND | VA | 23225
PLM2019-00400 | 741-771-3740 | 11527 GREY OAKS ESTATES RUN | 2019-02-14 | Issued | Residential | Plumbing Permit | Installation - New | Rough/complete plbg-run gas pipe to fixtures-water/sewer lines in new dwelling | 16000 | BRADFORD HOMES INC | PO BOX 3943 | RICHMOND | VA | 23235 | PAUL BROWN PLUMBING & HEATING INC | 8318 PEAKS ROAD | HANOVER | VA | 23069
PLM2019-00401 | 741-772-4332 | 11072 ELLIS MEADOWS LN | 2019-02-14 | Issued | Residential | Plumbing Permit | Installation - New | Please find attached the permit that was filed by your company at the above address. Please ensure that the permit is posted at the job site based on the applicable code section USBC 110.5. If you have any questions, please contact me directly concerning your permit. Rough/complete plbg-run gas pipe to fixtures-water/sewer lines in new dwelling | 14000 | BRADFORD HOMES INC | PO BOX 3943 | RICHMOND | VA | 23235 | PAUL BROWN PLUMBING & HEATING INC | 8318 PEAKS ROAD | HANOVER | VA | 23069
PLM2019-00402 | 769-773-0674 | 11517 SETHWARNER DR | 2019-02-14 | Issued | Residential | Plumbing Permit | Installation - New | INSTALL FULL BATH & LAUNDRY ROOM ON 2ND FLOOR | 4000 | THOMAS STANLEY CONSTRUCTION | 110 GIANT DR | RICHMOND | VA | 23224 | PLUMBER ON THE WAY | 13231 BENT CREEK RD | AMELIA | VA | 23002
PLM2019-00403 | 812-711-1371 | 2210 CHARLES CITY RD | 2019-02-14 | Inspection | Residential | Plumbing Permit | Other | plumbing for toilet, lavatory, water closet, bathtub | 1800 | CONSTRUCTION CRAFTERS | 9107 N ARCH VILLAGE CT | N CHESTERFIELD | VA | 23236 | CARTER DIVERSIFIED INCORPORATED | 224 GAWAIN DRIVE | RICHMOND | VA | 23223
PLM2019-00404 | 739-740-4593 | 7 BISLEY CT | 2019-02-14 | Issued | Residential | Plumbing Permit | Alteration | INSTALL KITCHEN. RELOCATE KITCHEN SINK, ADD 1 PREP SINK, 1 BAR SINK, AND RELOCATE GAS STOVE | 3800 | PREMIERE DESIGN & CONSTRUCTION INC | 15 E GLENBROOKE CIR | HENRICO | VA | 23229 | PLUMBER ON THE WAY | 13231 BENT CREEK RD | AMELIA | VA | 23002
PLM2019-00405 | 828-715-1543 | 10 RAINES AVE | 2019-02-14 | Inspection | Residential | Plumbing Permit | Other | New plumbing for toilet bath tub water heater lavatory | 1800 | CONSTRUCTION CRAFTERS | 9107 N ARCH VILLAGE CT | N CHESTERFIELD | VA | 23236 | CARTER DIVERSIFIED INCORPORATED | 224 GAWAIN DRIVE | RICHMOND | VA | 23223
PLM2019-00406 | 849-701-2260 | 6260 TECHNOLOGY BLVD | 2019-02-15 | Issued | Commercial | Plumbing Permit | Installation - New | installation of water line to 5' outside of building | 771590 | DPR CONSTRUCTION | 5500 COX ROAD | GLEN ALLEN | VA | 23060 | ROBERT M MARTIN ENTERPRISES | 16516 HAPPY HILL RD | S CHESTERFIELD | VA | 23834
PLM2019-00407 | 759-736-2446 | 7000 LAKEWOOD DR | 2019-02-14 | Issued | Residential | Plumbing Permit | Installation - New | Kitchen/bath remodel | 4700 | - | - | - | - | - | CARROLL PLUMBING & HEATING INC | 2108 MAYWILL STREET | RICHMOND | VA | 23230
PLM2019-00408 | 739-736-5235 | 9909 KINGSBRIDGE RD | 2019-02-14 | Issued | Residential | Plumbing Permit | Installation - New | Run gas line to furnace and generator in garage. Run water line to garage | 3610 | - | - | - | - | - | NUCKOLS PLUMBING & GAS LLC | 2100 TOMLYNN STREET | HENRICO | VA | 23230
PLM2019-00409 | 752-733-8526 | 18 CHARNWOOD RD | 2019-02-14 | Finaled | Residential | Plumbing Permit | Repair | Repace/repair sewer line as needed | 5600 | - | - | - | - | - | PEASE INDUSTRIES, INC | 2921 CARDWELL RD. | RICHMOND | VA | 23234
PLM2019-00410 | 836-697-3796 | 7001 YAHLEY MILL RD | 2019-02-15 | Issued | Residential | Plumbing Permit | Installation - New | Install plumbing, LP gas , waterline, connect sewer line to septic tank. | 7500 | THE HICKS COMPANY INC | P O BOX 912 | MIDLOTHIAN | VA | 23113 | THE HICKS COMPANY | P O BOX 912 | MIDLOTHIAN | VA | 23113
PLM2019-00411 | 735-764-3078 | 12042 W BROAD ST | 2019-02-21 | Inspection | Commercial | Plumbing Permit | Other | Move hower control valve-diverter & hand sprayer to different shower wall in 3 showers | 3500 | - | - | - | - | - | VIRGINIA PREMIER PLUMBING | 105 HICKORY DR | MANAKIN-SABOT | VA | 23103
PLM2019-00413 | 738-766-4772 | 12264 MANOR CROSSING DR | 2019-02-15 | Canceled | Residential | Plumbing Permit | Installation - New | INSTALL BACK-FLOW DEVICE FOR IRRIGATION SYSTEM | 800 | RYAN HOMES | 7501 BOULDERS VIEW DRIVE | RICHMOND | VA | 23225 | COLLIER COMPANIES | 1500 OAKBRIDGE TERRACE | POWHATAN | VA | 23139
PLM2019-00414 | 771-736-2305.061 | 5225 MONUMENT AVE Unit: 2C | 2019-02-20 | Issued | Commercial | Plumbing Permit | Tenant Upfit - Existing | Replace old faucets w/new-change existing master bath tub-change shower diverter to opposite wall-make kitchen sink into an island | 4000 | AFFORDABLE BUILDING CO | 1000 TURKEY RIDGE DR | MOSELEY | VA | 23120 | SOUTHERN PLUMBING | 2021 GENITO RD | MOSELEY | VA | 23120
PLM2019-00415 | 788-766-2031.157 | 9600 LINKS WAY Unit: A | 2019-02-15 | Issued | Residential | Plumbing Permit | Replacement | Replace 50GL gas water heater. | 2300 | - | - | - | - | - | MICHAEL & SON SERVICES INC | 1407 CUMMINGS DR | RICHMOND | VA | 23220
PLM2019-00416 | 836-691-0041 | 12 KAMBIS DR | 2019-02-15 | Issued | Residential | Plumbing Permit | Installation - New | Install LP line for LP stove | 2150 | - | - | - | - | - | OWNER | - | - | - | -
PLM2019-00417 | 756-769-3636 | 5316 JACOBS CREEK DR | 2019-02-19 | Issued | Residential | Plumbing Permit | Installation - New | Run line to tankless water heater and install heater | 2500 | - | - | - | - | - | D L JONES PLUMBING INC | 5616 GREENDALE RD | HENRICO | VA | 23228
PLM2019-00418 | 775-761-9314 | 1819 CONVAIR LN | 2019-02-19 | Finaled | Residential | Plumbing Permit | Replacement | Replace 40' sewer line | 4100 | - | - | - | - | - | STEMMLE PLUMBING & ELECTRIC | 10900 PAULBROOK BLVD | MIDLOTHIAN | VA | 23112
PLM2019-00419 | 761-753-4609 | 3003 SKIPWITH RD | 2019-02-19 | Finaled | Residential | Plumbing Permit | Replacement | Replace sewer pipe | 3400 | - | - | - | - | - | OLD DOMINION SEPTIC & ROOTER | 7825 MIDLOTHIAN TURNPIKE | NORTH CHESTERFIELD | VA | 23235
PLM2019-00420 | 772-737-7160 | 5200 FITZHUGH AVE | 2019-02-20 | Finaled | Commercial | Plumbing Permit | Water Service - New | INSTALLATION OF NEW WATER SERVICE TO BLDG | 5000 | HOURIGAN CONSTRUCTION CORP | 411 EAST FRANKLIN ST | RICHMOND | VA | 23219 | C T PURCELL EXCAVATING INC | P O BOX 171 | MONTPELIER | VA | 23192
PLM2019-00421 | 741-745-4709 | 1510 PUMP RD | 2019-02-19 | Inspection | Residential | Plumbing Permit | Other | Add shower Downstairs also roughin washer on second floor. | 2200 | - | - | - | - | - | JM CLEMENTS PLUMBING | 6412 WEDGEWOOD ROAD | MECHANICSVILLE | VA | 23111
PLM2019-00422 | 780-768-3570 | 10717 HUNTON STATION CT | 2019-02-19 | Inspection | Residential | Plumbing Permit | Replacement | Remove 40 gal gas hot wtr/htr-install new 50 gal water heater with expansion tank | 1400 | - | - | - | - | - | MERRIMAC SERVICES | P.O. BOX 521 | QUINTON | VA | 23141
PLM2019-00423 | 780-769-6320 | 1825 SIDNEY CT | 2019-02-19 | Finaled | Residential | Plumbing Permit | Replacement | Remove 40 gal gas hot wtr/htr-install new 50 gal gas proline with expansion tank | 1400 | - | - | - | - | - | MERRIMAC SERVICES | P.O. BOX 521 | QUINTON | VA | 23141
PLM2019-00424 | 772-760-5747 | 9723 STOCKBRIDGE DR | 2019-02-19 | Finaled | Residential | Plumbing Permit | Water Service - Replace | Replace water service | 3000 | - | - | - | - | - | WOODFIN HEATING INC | 1823 N HAMILTON ST | RICHMOND | VA | 23230
PLM2019-00431 | 754-737-2061 | 8410 VALLEY WOOD RD | 2019-02-19 | Finaled | Residential | Plumbing Permit | Water Service - Replace | Replace water service | 3500 | - | - | - | - | - | HAWTHORNES LLC | 701 TOWERING RD | GLEN ALLEN | VA | 23059
PLM2019-00432 | 765-742-1313 | 6913 TULANE AVE | 2019-02-19 | Finaled | Residential | Plumbing Permit | Replacement | Replace gas water heater for tankless heater | 3000 | - | - | - | - | - | HAWTHORNES LLC | 701 TOWERING RD | GLEN ALLEN | VA | 23059
PLM2019-00433 | 755-738-2364 | 600 WESTHAM WOODS DR | 2019-02-19 | Issued | Residential | Plumbing Permit | Alteration | DISCONNECT KITCHEN SINK, DISHWASHER, DISPOSAL & ICE MAKER. RECONNECT SAME | 1400 | CUSTOM KITCHENS INC | 6412 HORSEPEN RD | RICHMOND | VA | 23226 | WINTER PLUMBING AND HEATING CO | P O BOX 6047 | MIDLOTHIAN | VA | 23112
PLM2019-00434 | 774-743-5181 | 4909 DICKENS RD | 2019-02-22 | Issued | Commercial | Plumbing Permit | Tenant Upfit - Existing | ADDING BREAK ROOM SINK-*LACK OF FALL TO INSTALL BY GRAV. | 8900 | HITT CONTRACTING INC | 2900 FAIRVIEW PARK DR | FALLS CHURCH | VA | 22204 | OLD DOMINION MECHANICAL | 800 W LEIGH ST | RICHMOND | VA | 23220
PLM2019-00435 | 758-743-3930 | 8002 NEUSON CT | 2019-02-20 | Issued | Residential | Plumbing Permit | Gas Piping (Natural) | Run natural gas line to range | 750 | - | - | - | - | - | H L H PLUMBING & HEATING | 3313 HARD ROCK CT | RICHMOND | VA | 23230
PLM2019-00436 | 768-753-0395 | 4301 E PARHAM RD | 2019-02-21 | Issued | Commercial | Plumbing Permit | Tenant upfit - New | ALT/REPAIRMPLUMBING FOR TENANT UPFIT | 77869 | VIRTEXCO CORPORATION | 7840 FOREST HILL AVE | RICHMOND | VA | 23225 | INTERNATIONAL PLUMBING LLC | 4403 FIELDSTONE CT | NORTH CHESTERFIELD | VA | 23234
PLM2019-00437 | 811-723-6565 | 4981 NINE MILE RD | 2019-02-20 | Issued | Commercial | Plumbing Permit | Other | 1ST GENERATION BUILD OUT | 27000 | J A HEISLER CONTRACTING CO INC | 3201 LANVALE AVE | RICHMOND | VA | 23230 | RUSH PLUMBING CO | P O BOX 4195 | CHESTER | VA | 23831
PLM2019-00438 | 808-703-5105 | 6445 SPRINGCREST LN | 2019-02-20 | Issued | Residential | Plumbing Permit | Water Heater - Replace (like for like) | replace 50 gallon gas water heater | 3600 | - | - | - | - | - | MICHAEL & SON SERVICES INC | 1407 CUMMINGS DR | RICHMOND | VA | 23220
PLM2019-00439 | 817-683-5202 | 8497 STRATH RD | 2019-02-20 | Issued | Residential | Plumbing Permit | Installation - New | Plumb new construction. | 5000 | GOODING CONSTRUCTION | 101 E NINE MILE RD | HENRICO | VA | 23075 | BLAND'S PLUMBING | 5406 ROXBURY RD | PROVIDENCE FORGE | VA | 23140
PLM2019-00440 | 811-730-3237 | 1139 CAROLEE DR | 2019-02-20 | Issued | Residential | Plumbing Permit | Replacement | replace 50 gallon gas water heater | 3600 | - | - | - | - | - | MICHAEL & SON SERVICES INC | 1407 CUMMINGS DR | RICHMOND | VA | 23220
PLM2019-00441 | 774-768-2544 | 2803 CANNON RD | 2019-02-20 | Finaled | Residential | Plumbing Permit | Water Service - Replace | replace water line from meter to house | 5000 | - | - | - | - | - | MICHAEL & SON SERVICES INC | 1407 CUMMINGS DR | RICHMOND | VA | 23220
PLM2019-00442 | 737-768-8199 | 4743 LEAKES MILL DR | 2019-02-20 | Issued | Residential | Plumbing Permit | Installation - New | ROUGH IN/TRIM OUT PLUMBING SYSTEM W/GAS IN NEW DWELLING | 9000 | THE KITTRELL COMPANY | 6327 MALLORY DR | RICHMOND | VA | 23226 | D L JONES PLUMBING INC | 5616 GREENDALE RD | HENRICO | VA | 23228
PLM2019-00443 | 746-768-5295 | 618 ARBOR PRESS CT | 2019-02-20 | Issued | Residential | Plumbing Permit | Installation - New | ROUGH IN/TRIM OUT PLUMBING SYSTEM W/GAS IN NEW DWELLING | 11000 | LEGAULT HOMES LLC | P O BOX 5575 | GLEN ALLEN | VA | 23058 | D L JONES PLUMBING INC | 5616 GREENDALE RD | HENRICO | VA | 23228
PLM2019-00444 | 770-765-6028 | 10413 MARBURY TER | 2019-02-20 | Issued | Residential | Plumbing Permit | Water Heater - Replace (like for like) | REPLACE 76,000 BTU GAS HOT WATER HEATER-LIKE FOR LIKE | 2000 | - | - | - | - | - | JAMES RIVER AIR COND | 1905 WESTMORELAND ST | RICHMOND | VA | 23230
PLM2019-00445 | 809-714-7162 | 4811 HILLBROOK AVE | 2019-02-20 | Issued | Residential | Plumbing Permit | Water Service - Replace | replace water line | 2000 | - | - | - | - | - | HENRY | - | - | - | -
PLM2019-00446 | 787-752-6025 | 330 LAKESIDE BLVD | 2019-02-21 | Issued | Residential | Plumbing Permit | Installation - New | Plumbing for new house | 4000 | STEPHEN THOMAS HOMES | 3601 MAYLAND CT | HENRICO | VA | 23233 | LEGACY PLUMBING INC | PO BOX 10 | MOSELEY | VA | 23120
PLM2019-00447 | 742-767-6636.014 | 4662 TWIN HICKORY LAKE DR | 2019-02-21 | Finaled | Residential | Plumbing Permit | Water Heater - Replace (like for like) | REPLACE GAS WATER HEATER-LIKE FOR LIKE-36,000 BTU'S | 1950 | - | - | - | - | - | AMERICAN RESIDENTIAL SERVICES | 12916 OLD STAGE RD | CHESTER | VA | 23836
PLM2019-00448 | 748-740-1137 | 9210 AVALON DR | 2019-02-21 | Issued | Residential | Plumbing Permit | Water Heater - Replace (like for like) | REPLACE GAS WATER HEATER-LIKE FOR LIKE | 1352 | - | - | - | - | - | AMERICAN RESIDENTIAL SERVICES | 12916 OLD STAGE RD | CHESTER | VA | 23836
PLM2019-00449 | 768-777-8484 | 11501 ROLLING LEAF LN | 2019-02-21 | Finaled | Residential | Plumbing Permit | Installation - New | INSTALL BACKFLOW PREVENTER | 150 | RYAN HOMES | 7501 BOULDERS VIEW DRIVE | RICHMOND | VA | 23225 | PROVING GROUNDS LLC | 10015 W BROAD ST | GLEN ALLEN | VA | 23060
PLM2019-00450 | 781-772-2278 | 10830 PORTER PARK LN | 2019-02-21 | Issued | Residential | Plumbing Permit | Installation - New | Install plumbing-sewer-water & inside gas piping in new dwelling | 5400 | LIFESTYLE HOME BUILDERS | 4561 LIFESTYLE LANE | MIDLOTHIAN | VA | 23112 | PLUMBRIGHT PLUMBING INC | 1642 OAK LAKE BLVD E | MIDLOTHIAN | VA | 23112
PLM2019-00451 | 781-772-8322 | 4003 TIN ROOF WAY | 2019-02-21 | Issued | Residential | Plumbing Permit | Installation - New | Install plumbing-sewer-water & inside gas piping in new dwelling | 5400 | HHHUNT HOMES RICHMOND | 11237 NUCKOLS ROAD | GLEN ALLEN | VA | 23059 | PLUMBRIGHT PLUMBING INC | 1642 OAK LAKE BLVD E | MIDLOTHIAN | VA | 23112
PLM2019-00452 | 781-772-7719 | 4001 TIN ROOF WAY | 2019-02-21 | Issued | Residential | Plumbing Permit | Installation - New | Install plumbing-sewer-water & inside gas piping in new dwelling | 5400 | HHHUNT HOMES RICHMOND | 11237 NUCKOLS ROAD | GLEN ALLEN | VA | 23059 | PLUMBRIGHT PLUMBING INC | 1642 OAK LAKE BLVD E | MIDLOTHIAN | VA | 23112
PLM2019-00453 | 731-764-4630 | 12342 PURBROOK WALK | 2019-02-21 | Issued | Residential | Plumbing Permit | Installation - New | Install plumbing-sewer-water & inside gas piping in new dwelling | 5400 | EAGLE CONSTRUCTION OF VA LLC | 2250 OLD BRICK RD | GLEN ALLEN | VA | 23060 | PLUMBRIGHT PLUMBING INC | 1642 OAK LAKE BLVD E | MIDLOTHIAN | VA | 23112
PLM2019-00454 | 731-764-3516 | 12356 PURBROOK WALK | 2019-02-21 | Issued | Residential | Plumbing Permit | Installation - New | Install plumbing-sewer-water & inside gas piping in new dwelling | 5400 | EAGLE CONSTRUCTION OF VA LLC | 2250 OLD BRICK RD | GLEN ALLEN | VA | 23060 | PLUMBRIGHT PLUMBING INC | 1642 OAK LAKE BLVD E | MIDLOTHIAN | VA | 23112
PLM2019-00455 | 731-764-3618 | 12354 PURBROOK WALK | 2019-02-21 | Issued | Residential | Plumbing Permit | Installation - New | Install plumbing-sewer-water & inside gas piping in new dwelling | 5400 | EAGLE CONSTRUCTION OF VA LLC | 2250 OLD BRICK RD | GLEN ALLEN | VA | 23060 | PLUMBRIGHT PLUMBING INC | 1642 OAK LAKE BLVD E | MIDLOTHIAN | VA | 23112
PLM2019-00456 | 781-772-7826 | 4005 TIN ROOF WAY | 2019-02-21 | Issued | Residential | Plumbing Permit | Installation - New | Install plumbing-sewer-water & inside gas piping in new dwelling | 5400 | HHHUNT HOMES RICHMOND | 11237 NUCKOLS ROAD | GLEN ALLEN | VA | 23059 | PLUMBRIGHT PLUMBING INC | 1642 OAK LAKE BLVD E | MIDLOTHIAN | VA | 23112
PLM2019-00457 | 731-764-3720 | 12352 PURBROOK WALK | 2019-02-21 | Issued | Residential | Plumbing Permit | Installation - New | Install plumbing-sewer-water & inside gas piping in new dwelling | 5400 | EAGLE CONSTRUCTION OF VA LLC | 2250 OLD BRICK RD | GLEN ALLEN | VA | 23060 | PLUMBRIGHT PLUMBING INC | 1642 OAK LAKE BLVD E | MIDLOTHIAN | VA | 23112
PLM2019-00458 | 731-764-3923 | 12350 PURBROOK WALK | 2019-02-21 | Issued | Residential | Plumbing Permit | Installation - New | Install plumbing-sewer-water & inside gas piping in new dwelling | 5400 | EAGLE CONSTRUCTION OF VA LLC | 2250 OLD BRICK RD | GLEN ALLEN | VA | 23060 | PLUMBRIGHT PLUMBING INC | 1642 OAK LAKE BLVD E | MIDLOTHIAN | VA | 23112
PLM2019-00459 | 731-764-4428 | 12344 PURBROOK WALK | 2019-02-21 | Issued | Residential | Plumbing Permit | Installation - New | Install plumbing-sewer-water & inside gas piping in new dwelling | 5400 | EAGLE CONSTRUCTION OF VA LLC | 2250 OLD BRICK RD | GLEN ALLEN | VA | 23060 | PLUMBRIGHT PLUMBING INC | 1642 OAK LAKE BLVD E | MIDLOTHIAN | VA | 23112
PLM2019-00460 | 731-764-4227 | 12346 PURBROOK WALK | 2019-02-21 | Issued | Residential | Plumbing Permit | Installation - New | Install plumbing-sewer-water & inside gas piping in new dwelling | 5400 | EAGLE CONSTRUCTION OF VA LLC | 2250 OLD BRICK RD | GLEN ALLEN | VA | 23060 | PLUMBRIGHT PLUMBING INC | 1642 OAK LAKE BLVD E | MIDLOTHIAN | VA | 23112
PLM2019-00461 | 731-764-4126 | 12348 PURBROOK WALK | 2019-02-21 | Issued | Residential | Plumbing Permit | Installation - New | Install plumbing-sewer-water & inside gas piping in new dwelling | 5400 | EAGLE CONSTRUCTION OF VA LLC | 2250 OLD BRICK RD | GLEN ALLEN | VA | 23060 | PLUMBRIGHT PLUMBING INC | 1642 OAK LAKE BLVD E | MIDLOTHIAN | VA | 23112
PLM2019-00462 | 752-765-5730 | 4701 SNOWMASS RD | 2019-02-21 | Finaled | Residential | Plumbing Permit | Installation - New | Install backflow preventers | 450 | LIFESTYLE HOME BUILDERS | 4561 LIFESTYLE LANE | MIDLOTHIAN | VA | 23112 | BEEM IRRIGATION INC | 7935 OLD JESSUP RD | JESSUP | MD | 20794
PLM2019-00463 | 751-774-3710 | 4932 TURNER RIDGE CT | 2019-02-21 | Issued | Residential | Plumbing Permit | Installation - New | Install backflow preventers | 450 | LIFESTYLE HOME BUILDERS | 4561 LIFESTYLE LANE | MIDLOTHIAN | VA | 23112 | BEEM IRRIGATION INC | 7935 OLD JESSUP RD | JESSUP | MD | 20794
PLM2019-00464 | 749-771-4832 | 10743 FOREST HOLLOW CT | 2019-02-21 | Issued | Residential | Plumbing Permit | Installation - New | Install backflow preventers | 450 | LIFESTYLE HOME BUILDERS | 4561 LIFESTYLE LANE | MIDLOTHIAN | VA | 23112 | BEEM IRRIGATION INC | 7935 OLD JESSUP RD | JESSUP | MD | 20794
PLM2019-00465 | 760-732-6413 | 199 PANORAMA DR | 2019-02-22 | Issued | Residential | Plumbing Permit | Installation - New | Install plumbing for addition. | 15920 | - | - | - | - | - | PLUMBER ON THE WAY | 13231 BENT CREEK RD | AMELIA | VA | 23002
PLM2019-00466 | 758-736-6986 | 7104 HILLSDALE DR | 2019-02-22 | Issued | Residential | Plumbing Permit | Installation - New | Run gas line to fireplace, range,pool heater and install. Add waste and water for kitchen sink | 3600 | APPICH CONSTRUCTION | 14321 WINTER RIDGE LN | MIDLOTHIAN | VA | 23113 | RLH PLUMBING SERVICE LLC | P.O. BOX 35355 | N CHESTERFIELD | VA | 23235
PLM2019-00467 | 769-738-8604 | 5803 WEST CLUB LN | 2019-02-22 | Issued | Residential | Plumbing Permit | Other | replace boiler/h20 water heater with navien combo boiler/water heater, relocate washer mashine, and bar sink in place of old mop sink | 12000 | - | - | - | - | - | THORNTON CONSTRUCTION | 4400 RABBIT FOOT PL | N CHESTERFIELD | VA | 23236
PLM2019-00468 | 751-743-5567 | 9013 FARMINGTON DR | 2019-02-22 | Finaled | Residential | Plumbing Permit | Replacement | Replace sewer | 4000 | - | - | - | - | - | OWNER | - | - | - | -
PLM2019-00470 | 760-762-3389 | 4804 MILL PARK CT | 2019-02-22 | Issued | Residential | Plumbing Permit | Other | plumb for washer and mop sink | 1500 | - | - | - | - | - | - | - | - | - | -
PLM2019-00471 | 758-765-8006 | 5005 SHIMMERING PL | 2019-02-25 | Issued | Residential | Plumbing Permit | Installation - New | INSTALL PLUMBING AND GAS IN NEW DWELLING | 4800 | RYAN HOMES | 7501 BOULDERS VIEW DRIVE | RICHMOND | VA | 23225 | SUPERIOR PLUMBING HEATING & AIR INC | 2809 ACKLEY AVE | RICHMOND | VA | 23228
PLM2019-00472 | 736-767-2892 | 4727 HEPLER RIDGE WAY | 2019-02-25 | Issued | Residential | Plumbing Permit | Installation - New | INSTALL PLUMBING AND GAS IN NEW DWELLING | 4800 | RYAN HOMES | 7501 BOULDERS VIEW DRIVE | RICHMOND | VA | 23225 | SUPERIOR PLUMBING HEATING & AIR INC | 2809 ACKLEY AVE | RICHMOND | VA | 23228
PLM2019-00473 | 736-767-1575 | 4711 HEPLER RIDGE WAY | 2019-02-25 | Issued | Residential | Plumbing Permit | Installation - New | INSTALL PLUMBING AND GAS IN NEW DWELLING | 4800 | RYAN HOMES | 7501 BOULDERS VIEW DRIVE | RICHMOND | VA | 23225 | SUPERIOR PLUMBING HEATING & AIR INC | 2809 ACKLEY AVE | RICHMOND | VA | 23228
PLM2019-00474 | 773-739-3547 | 2000 LIBBIE LAKE WEST ST | 2019-02-27 | Issued | Commercial | Plumbing Permit | Installation - New | PLUMBING FOR NEW DWELLING | 5000 | LIBBIE MILL TOWNHOUSES 1 LLC | - | - | - | - | RONCO PLUMBING | 10305 - B HULL ST RD | MIDLOTHIAN | VA | 23112
PLM2019-00475 | 773-739-3547 | 2000 LIBBIE LAKE WEST ST | 2019-02-27 | Issued | Commercial | Plumbing Permit | Installation - New | INSTALL PLUMBING IN NEW DWELLING | 5000 | LIBBIE MILL TOWNHOUSES 1 LLC | - | - | - | - | RONCO PLUMBING | 440 SOUTHLAKE BLVD | NORTH CHESTERFIELD | VA | 23236
PLM2019-00476 | 773-739-3547 | 2002 LIBBIE LAKE WEST ST | 2019-02-27 | Issued | Commercial | Plumbing Permit | Installation - New | INSTALL PLUMBING IN NEW DWELLING | 5000 | LIBBIE MILL TOWNHOUSES 1 LLC | - | - | - | - | RONCO PLUMBING | 440 SOUTHLAKE BLVD | NORTH CHESTERFIELD | VA | 23236
PLM2019-00477 | 773-739-3547 | 2002 LIBBIE LAKE WEST ST | 2019-02-27 | Issued | Commercial | Plumbing Permit | Installation - New | INSTALL PLUMBING IN NEW DWELLING | 5000 | LIBBIE MILL TOWNHOUSES 1 LLC | - | - | - | - | RONCO PLUMBING | 440 SOUTHLAKE BLVD | NORTH CHESTERFIELD | VA | 23236
PLM2019-00478 | 773-739-3547 | 2004 LIBBIE LAKE WEST ST | 2019-02-27 | Issued | Commercial | Plumbing Permit | Installation - New | INSTALL PLUMBING IN NEW DWELLING | 5000 | LIBBIE MILL TOWNHOUSES 1 LLC | - | - | - | - | RONCO PLUMBING | 440 SOUTHLAKE BLVD | NORTH CHESTERFIELD | VA | 23236
PLM2019-00479 | 773-739-3547 | 2004 LIBBIE LAKE WEST ST | 2019-02-27 | Issued | Commercial | Plumbing Permit | Installation - New | INSTALL PLUMBING IN NEW DWELLING | 5000 | LIBBIE MILL TOWNHOUSES 1 LLC | - | - | - | - | RONCO PLUMBING | 440 SOUTHLAKE BLVD | NORTH CHESTERFIELD | VA | 23236
PLM2019-00480 | 773-739-3547 | 2006 LIBBIE LAKE WEST ST | 2019-02-27 | Issued | Commercial | Plumbing Permit | Installation - New | INSTALL PLUMBING IN NEW DWELLING | 5000 | LIBBIE MILL TOWNHOUSES 1 LLC | - | - | - | - | RONCO PLUMBING | 440 SOUTHLAKE BLVD | NORTH CHESTERFIELD | VA | 23236
PLM2019-00481 | 773-739-3547 | 2006 LIBBIE LAKE WEST ST | 2019-02-27 | Issued | Commercial | Plumbing Permit | Installation - New | INSTALL PLUMBING IN NEW DWELLING | 5000 | LIBBIE MILL TOWNHOUSES 1 LLC | - | - | - | - | RONCO PLUMBING | 440 SOUTHLAKE BLVD | NORTH CHESTERFIELD | VA | 23236
PLM2019-00482 | 773-739-3547 | 2008 LIBBIE LAKE WEST ST | 2019-02-27 | Issued | Commercial | Plumbing Permit | Installation - New | INSTALL PLUMBING IN NEW DWELLING | 5000 | LIBBIE MILL TOWNHOUSES 1 LLC | - | - | - | - | RONCO PLUMBING | 440 SOUTHLAKE BLVD | NORTH CHESTERFIELD | VA | 23236
PLM2019-00483 | 773-739-3547 | 2008 LIBBIE LAKE WEST ST | 2019-02-27 | Issued | Commercial | Plumbing Permit | Installation - New | INSTALL PLUMBING IN NEW DWELLING | 5000 | LIBBIE MILL TOWNHOUSES 1 LLC | - | - | - | - | RONCO PLUMBING | 440 SOUTHLAKE BLVD | NORTH CHESTERFIELD | VA | 23236
PLM2019-00484 | 773-739-3547 | 2010 LIBBIE LAKE WEST ST | 2019-02-27 | Issued | Commercial | Plumbing Permit | Installation - New | INSTALL PLUMBING IN NEW DWELLING | 5000 | LIBBIE MILL TOWNHOUSES 1 LLC | - | - | - | - | RONCO PLUMBING | 440 SOUTHLAKE BLVD | NORTH CHESTERFIELD | VA | 23236
PLM2019-00485 | 773-739-3547 | 2010 LIBBIE LAKE WEST ST | 2019-02-27 | Issued | Commercial | Plumbing Permit | Installation - New | INSTALL PLUMBING IN NEW DWELLING | 5000 | LIBBIE MILL TOWNHOUSES 1 LLC | - | - | - | - | RONCO PLUMBING | 440 SOUTHLAKE BLVD | NORTH CHESTERFIELD | VA | 23236
PLM2019-00486 | 823-720-0577 | 411 SHERILYN DR | 2019-02-25 | Finaled | Residential | Plumbing Permit | Building Sewer - Replace | replace sewer line | 4000 | - | - | - | - | - | SOLLITTO | - | - | - | -
PLM2019-00487 | 825-691-3278 | 6979 BOLELYN DR | 2019-02-25 | Finaled | Residential | Plumbing Permit | Other | INSTALLATION OF BACKFLOW DEVICE FOR LAWN IRRIGATION | 100 | EASTWOOD CONST. CO. INC. | 10800 MIDLOTHIAN TURNPIKE | RICHMOND | VA | 23235 | BIASE CORP | 13501 E BOUNDARY RD | MIDLOTHIAN | VA | 23112
PLM2019-00488 | 822-692-8334 | 6916 SEVEN KINGS CIR | 2019-02-25 | Finaled | Residential | Plumbing Permit | Installation - New | INSTALLATION OF BACK FLOW PREVENTION DEVICE FOR LAWN IRRIGATION | 100 | EASTWOOD CONST. CO. INC. | 10800 MIDLOTHIAN TURNPIKE | RICHMOND | VA | 23235 | BIASE CORP | 13501 E BOUNDARY RD | MIDLOTHIAN | VA | 23112
PLM2019-00489 | 768-766-0800 | 10513 MEADOWBROOK RD | 2019-02-25 | Inspection | Residential | Plumbing Permit | Installation - New | plumb garage with full bath and utility sink Change PIV to 93702 | 2750 | LARA RAMON | 10513 MEADOWBROOK ROAD | GLEN ALLEN | VA | 23060 | PALACE PLUMBING | 8341 GREENOCK DR | RICHMOND | VA | -
PLM2019-00490 | 760-741-8052 | 1108 HOLLINS RD | 2019-02-25 | Issued | Residential | Plumbing Permit | Installation - New | Renovation plumbing and add 2 bath additions | 6000 | - | - | - | - | - | DAVID MELTON PLUMBING | P O BOX 850 | ASHLAND | VA | 23005
PLM2019-00491 | 754-745-7853 | 1604 RIDGEHAVEN RD | 2019-02-25 | Finaled | Residential | Plumbing Permit | Replacement | Replace water and sewer service | 10000 | - | - | - | - | - | GUNDLACH | 2707 ELLIS LANE | RICHMOND | VA | 23294
PLM2019-00492 | 741-759-8821 | 3904 LONGVIEW LANDING CT | 2019-02-25 | Inspection | Residential | Plumbing Permit | Installation - New | Install new bath room. | 2500 | - | - | - | - | - | A H JONES PLUMBING CO | 4975 ROCKY HILL RD | BLACKSTONE | VA | 23824
PLM2019-00493 | 757-749-0825 | 8204 BRONWOOD RD | 2019-02-25 | Issued | Residential | Plumbing Permit | Installation - New | ADDITIONAL THREE PIECE PLUMBING IN BASEMENT ONE PIECE FOR WET BAR AREA NEW BATHROOM | 3000 | - | - | - | - | - | - | - | - | - | -
PLM2019-00494 | 750-754-4547 | 10032 JOPPA PL | 2019-02-26 | Issued | Residential | Plumbing Permit | Water Service - Replace | Replace water line | 2500 | - | - | - | - | - | STEMMIE PLUMBING REPAIR INC | 10900 PAULBROOK BLVD | MIDLOTHIAN | VA | 23112
PLM2019-00495 | 761-745-3004 | 7607 FOREST AVE | 2019-02-27 | Issued | Commercial | Plumbing Permit | Tenant upfit - New | INSTALL (4) SINGLE RESTROOMS/SINKS FOR MEDICAL OFFICES-iNSTALL ALL ASSOCIATED PIPING | 86118 | RGI GENERAL CONTRACTORS INC | 3805 GASKINS RD | HENRICO | VA | 23233 | ETEC MECHANICAL | 8820 PARK CENTRAL DR | HENRICO | VA | 23227
PLM2019-00496 | 813-733-5537 | 837 SADDLEBRED DR | 2019-02-26 | Issued | Residential | Plumbing Permit | Replacement | REPLACE GAS RANGE-LIKE FOR LIKE | 140 | - | - | - | - | - | PMK PLUMBING INC | 10641 MARCH HARE DR | RICHMOND | VA | 23235
PLM2019-00497 | 741-771-0940 | 11516 GREY OAKS ESTATES RUN | 2019-02-26 | Issued | Residential | Plumbing Permit | Installation - New | Rough/complete Plbg-run gas pipe to fixtures-water/sewer lines for new dwelling | 15000 | BRADFORD HOMES INC | PO BOX 3943 | RICHMOND | VA | 23235 | PAUL BROWN PLUMBING & HEATING INC | 8318 PEAKS ROAD | HANOVER | VA | 23069
PLM2019-00498 | 734-754-3160 | 12011 HORNCASTLE PL | 2019-02-26 | Hold | Residential | Plumbing Permit | Other | install gas range | 475 | - | - | - | - | - | PLUMBING INNOVATIONS | PO BOX 850 | ASHLAND | VA | 23005
PLM2019-00499 | 844-688-9888 | 5405 GREAT OAKS CIR | 2019-02-26 | Issued | Residential | Plumbing Permit | Installation - New | INSTALL PLUMBING IN NEW DWELLING | 8000 | MAIN STREET HOMES | P O BOX 461 | MIDLOTHIAN | VA | 23113 | COMMONWEALTH PLUMBING SYSTEMS | P.O. BOX 275 | MECHANICSVILLE | VA | 23111
PLM2019-00500 | 825-691-0183 | 6964 BOLELYN DR | 2019-02-26 | Issued | Residential | Plumbing Permit | Installation - New | INSTALL PLUMBING IN NEW DWELLING | 8000 | EASTWOOD HOMES OF RICHMOND LLC | 2857 WESTPORT RD | CHARLOTTE | NC | 28208 | COMMONWEALTH PLUMBING SYSTEMS | P.O. BOX 275 | MECHANICSVILLE | VA | 23111
PLM2019-00501 | 844-689-9577 | 5425 SUNSET OAK WAY | 2019-02-26 | Issued | Residential | Plumbing Permit | Installation - New | INSTALL PLUMBING IN NEW DWELLING | 8000 | MAIN STREET HOMES | P O BOX 461 | MIDLOTHIAN | VA | 23113 | COMMONWEALTH PLUMBING SYSTEMS | P.O. BOX 275 | MECHANICSVILLE | VA | 23111
PLM2019-00502 | 790-747-0798 | 5460 AFTON OVERLOOK | 2019-02-26 | Issued | Residential | Plumbing Permit | Replacement | Replace Ovenstove Range Gas, | 100 | - | - | - | - | - | HAGUES PAMELA D | - | - | - | -
PLM2019-00503 | 773-758-5913 | 2404 HOBART RD | 2019-02-26 | Issued | Residential | Plumbing Permit | Installation - New | Bathroom in new addition. | 2000 | MOORE | 10114 CEDARVIEW CT | MECHANICSVILLE | VA | 23116 | - | - | - | - | -
PLM2019-00504 | 768-739-9967 | 6007 WEST CLUB LN | 2019-02-26 | Issued | Residential | Plumbing Permit | Installation - New | Run gas line to tankless water heater | 4000 | - | - | - | - | - | PLUMBER ON THE WAY | 13231 BENT CREEK RD | AMELIA | VA | 23002
PLM2019-00505 | 808-715-7627 | 4807 BRITTLES LN | 2019-02-26 | Inspection | Residential | Plumbing Permit | Replacement | Replacing plumbing due to fire. | 14000 | A MASS INC | 1416 W CLAY ST | RICHMOND | VA | 23220 | A. MASSENBURG, INC. | 1416 W. CLAY ST. | RICHMOND | VA | 23220
PLM2019-00506 | 761-744-9385 | 1620 ROCKWOOD RD | 2019-02-26 | Issued | Residential | Plumbing Permit | Gas Piping (Natural) | Install gas piping from crawl space to range. | 850 | - | - | - | - | - | PLUMBER ON THE WAY | 13231 BENT CREEK RD | AMELIA | VA | 23002
PLM2019-00507 | 758-746-1205 | 8101 MICHAEL RD | 2019-02-26 | Inspection | Residential | Plumbing Permit | Installation - New | Install 2 inch pvc washer drain/box and ice maker | 350 | - | - | - | - | - | CITY POINT SERVICES | 3800 WILLOW CREEK DR | DISPUTANTA | VA | 23842
PLM2019-00509 | 749-748-6109 | 9505 PINE SHADOW DR | 2019-02-27 | Inspection | Residential | Plumbing Permit | Installation - New | Run gas line to gas furnace, logs, and outdoor grill. natural gas | 1500 | - | - | - | - | - | SMALL'S PLUMBING INC | 8446 DELLRAY DR | MECHANICSVILLE | VA | 23116
PLM2019-00510 | 777-766-6096 | 10725 MOUNTAIN ASH DR | 2019-02-27 | Issued | Residential | Plumbing Permit | Water Heater - Replace (like for like) | Replace gas water heater, like for like. | 213 | - | - | - | - | - | DURHAMITE INDUSTRIES | 2100 E LABURNUM AVE | RICHMOND | VA | 23222
PLM2019-00511 | 804-736-8563 | 4000 DARTON CT | 2019-02-27 | Finaled | Residential | Plumbing Permit | Replacement | Replace gas range, like for like. | 140 | - | - | - | - | - | DURHAMITE INDUSTRIES | 2100 E LABURNUM AVE | RICHMOND | VA | 23222
PLM2019-00512 | 786-753-4649 | 7515 MOSS SIDE AVE | 2019-02-27 | Issued | Residential | Plumbing Permit | Installation - New | Converting septic system into county water and sewer | 7600 | - | - | - | - | - | BANTAMS PLUMBING CO INC | 10010 LICKINGHOLE RD | ASHLAND | VA | 23005
PLM2019-00513 | 758-760-9977 | 4225 ENGLISH HOLLY CIR | 2019-02-27 | Finaled | Residential | Plumbing Permit | Replacement | Remove existing 40 gal wtr/htr-replace w/50 gal gas-install expansion tank | 1450 | - | - | - | - | - | MERRIMAC SERVICES | P.O. BOX 521 | QUINTON | VA | 23141
PLM2019-00514 | 788-755-8054 | 8215 TARKINGTON DR | 2019-02-27 | Issued | Residential | Plumbing Permit | Tenant Upfit - Existing | REMODEL EXISTING 2 BATH HOME | 8795 | GLAVE CONSTRUCTION INC | PO BOX 1052 | ASHLAND | VA | 23005 | CHARLES H FRANCIS & SONS | 122 THOMPSON ST | ASHLAND | VA | 23005
PLM2019-00515 | 825-721-3236 | 1300 E NINE MILE RD | 2019-02-28 | Issued | Commercial | Plumbing Permit | Replacement | EXCAVATE/REPLACE 30 FT PF SEWER IN PARKING LOT | 3500 | MECKLEY SERVICES INC | 11263 AIRPARK RD | ASHLAND | VA | 23005 | USA PIPE REPAIR OF VIRGINIA INCORPO | 13721 KENTUCKY DERBY COURT | MIDLOTHIAN | VA | 23112
PLM2019-00517 | 767-756-8156 | 5413 LUCAS RD | 2019-02-28 | Finaled | Residential | Plumbing Permit | Building Sewer - Replace | Replace 90' sewer line in front yard. | 4500 | - | - | - | - | - | GILMAN HEATING AND COOLING | 11479 FOX CROSS RD | ASHLAND | VA | 23005
PLM2019-00518 | 762-739-3796 | 1010 RIDGE TOP RD | 2019-02-28 | Issued | Residential | Plumbing Permit | Water Heater - Replace (like for like) | Replace 50 gallon gas water heater | 1600 | - | - | - | - | - | CARROLL PLUMBING & HEATING INC | 2108 MAYWILL STREET | RICHMOND | VA | 23230
PLM2019-00520 | 770-736-6402 | 5309 WYTHE AVE | 2019-02-28 | Issued | Residential | Plumbing Permit | Water Heater - Replace (like for like) | Replace water line | 1000 | - | - | - | - | - | D L JONES PLUMBING INC | 5616 GREENDALE RD | HENRICO | VA | 23228
SIG2019-00009 | 747-743-4993 | 9505 GAYTON RD | 2019-02-22 | Issued | - | Sign Permit | - | Monument sign | 15000 | A D WHITTAKER CONSTRUCTION INC | 11129 AIR PARK ROAD | ASHLAND | VA | 23005 | - | - | - | - | -
SIG2019-00021 | 764-750-7286 | 7801 W BROAD ST | 2019-02-05 | Issued | - | Sign Permit | - | - | 3000 | 804 SIGNS LLC | 10978 RICHARDSON RD | ASHLAND | VA | 23005 | - | - | - | - | -
SIG2019-00022 | 766-750-4380 | 7508 W BROAD ST | 2019-02-05 | Issued | - | Sign Permit | - | Sign | 6136.71 | TALLEY SIGN CO | 1908 CHAMBERLAYNE AVE | RICHMOND | VA | 23222 | - | - | - | - | -
SIG2019-00023 | 756-736-5992 | 450 N RIDGE RD | 2019-02-05 | Issued | - | Sign Permit | - | Sign | 3000 | MOORE SIGN CORP | 901 OLD BERMUDA HUNDRED RD | CHESTER | VA | 23836-5626 | - | - | - | - | -
SIG2019-00025 | 747-760-6472 | 4101 DOMINION BLVD | 2019-02-20 | Issued | - | Sign Permit | - | Sign | 12541.92 | TALLEY SIGN CO | 1908 CHAMBERLAYNE AVE | RICHMOND | VA | 23222 | - | - | - | - | -
SIG2019-00026 | 736-768-3333 | 12384 HEPLER RIDGE CT | 2019-02-12 | Issued | - | Sign Permit | - | Sign | 5000 | WESTVIEW COMPANIES INC | PO BOX 21 | OILVILLE | VA | 23129 | - | - | - | - | -
SIG2019-00027 | 761-731-9193 | 6233 RIVER RD | 2019-02-21 | Issued | - | Sign Permit | - | Sign | 625 | TALLEY SIGN CO | 1908 CHAMBERLAYNE AVE | RICHMOND | VA | 23222 | - | - | - | - | -
SIG2019-00028 | 746-771-7845.152 | 5219 HICKORY PARK DR Unit: A | 2019-02-14 | Issued | - | Sign Permit | - | Sign | 500 | FASTSIGNS | 2361 GREYSTONE CT | ROCKVILLE | VA | 23146 | - | - | - | - | -
SIG2019-00029 | 731-764-4292 | 12341 W BROAD ST | 2019-02-14 | Issued | - | Sign Permit | - | - | 100 | NORTH SOUTH CONSTRUCTION INC | 12228 WILFONG CT | MIDLOTHIAN | VA | 23112 | - | - | - | - | -
SIG2019-00030 | 747-771-4756 | 11163 NUCKOLS RD | 2019-02-20 | Issued | - | Sign Permit | - | Sign | 3600 | SUPERIOR SIGNS LLC | 2510 WILLIS RD | N CHESTERFIELD | VA | 23237 | - | - | - | - | -
SIG2019-00030 | 747-771-4756 | 11163 NUCKOLS RD | 2019-02-20 | Issued | - | Sign Permit | - | Sign | 3600 | SUPERIOR SIGNS LLC | 2510 WILLIS RD | N CHESTERFIELD | VA | 23237 | - | - | - | - | -
SIG2019-00031 | 813-718-8415 | 4390 S LABURNUM AVE | 2019-02-20 | Issued | - | Sign Permit | - | - | 4200 | SUPERIOR SIGNS LLC | 2510 WILLIS RD | N CHESTERFIELD | VA | 23237 | - | - | - | - | -
SIG2019-00031 | 813-718-8415 | 4390 S LABURNUM AVE | 2019-02-20 | Issued | - | Sign Permit | - | - | 4200 | SUPERIOR SIGNS LLC | 2510 WILLIS RD | N CHESTERFIELD | VA | 23237 | - | - | - | - | -
SIG2019-00032 | 768-758-5301 | 8983 STAPLES MILL RD | 2019-02-20 | Issued | - | Sign Permit | - | Sign | 4000 | SUPERIOR SIGNS LLC | 2510 WILLIS RD | N CHESTERFIELD | VA | 23237 | - | - | - | - | -
SIG2019-00032 | 768-758-5301 | 8983 STAPLES MILL RD | 2019-02-20 | Issued | - | Sign Permit | - | Sign | 4000 | SUPERIOR SIGNS LLC | 2510 WILLIS RD | N CHESTERFIELD | VA | 23237 | - | - | - | - | -
SIG2019-00033 | 762-754-1921 | 8209 W BROAD ST | 2019-02-20 | Issued | - | Sign Permit | - | Sign | 3600 | SUPERIOR SIGNS LLC | 2510 WILLIS RD | N CHESTERFIELD | VA | 23237 | - | - | - | - | -
SIG2019-00033 | 762-754-1921 | 8209 W BROAD ST | 2019-02-20 | Issued | - | Sign Permit | - | Sign | 3600 | SUPERIOR SIGNS LLC | 2510 WILLIS RD | N CHESTERFIELD | VA | 23237 | - | - | - | - | -
SIG2019-00034 | 745-744-9851 | 9605 GAYTON RD | 2019-02-20 | Issued | - | Sign Permit | - | Sign | 3200 | SUPERIOR SIGNS LLC | 2510 WILLIS RD | N CHESTERFIELD | VA | 23237 | - | - | - | - | -
SIG2019-00034 | 745-744-9851 | 9605 GAYTON RD | 2019-02-20 | Issued | - | Sign Permit | - | Sign | 3200 | SUPERIOR SIGNS LLC | 2510 WILLIS RD | N CHESTERFIELD | VA | 23237 | - | - | - | - | -
SIG2019-00035 | 773-736-6272 | 1601 WILLOW LAWN DR | 2019-02-22 | Issued | - | Sign Permit | - | Sign | 2800 | SUPERIOR SIGNS LLC | 2510 WILLIS RD | N CHESTERFIELD | VA | 23237 | - | - | - | - | -
SIG2019-00035 | 773-736-6272 | 1601 WILLOW LAWN DR | 2019-02-22 | Issued | - | Sign Permit | - | Sign | 2800 | SUPERIOR SIGNS LLC | 2510 WILLIS RD | N CHESTERFIELD | VA | 23237 | - | - | - | - | -
SIG2019-00036 | 742-761-5814 | 11263 W BROAD ST | 2019-02-22 | Issued | - | Sign Permit | - | Sign | 3200 | SUPERIOR SIGNS LLC | 2510 WILLIS RD | N CHESTERFIELD | VA | 23237 | - | - | - | - | -
SIG2019-00036 | 742-761-5814 | 11263 W BROAD ST | 2019-02-22 | Issued | - | Sign Permit | - | Sign | 3200 | SUPERIOR SIGNS LLC | 2510 WILLIS RD | N CHESTERFIELD | VA | 23237 | - | - | - | - | -
SIG2019-00037 | 734-764-1659 | 12090 W BROAD ST | 2019-02-21 | Issued | - | Sign Permit | - | Sign | 3600 | SUPERIOR SIGNS LLC | 2510 WILLIS RD | N CHESTERFIELD | VA | 23237 | - | - | - | - | -
SIG2019-00037 | 734-764-1659 | 12090 W BROAD ST | 2019-02-21 | Issued | - | Sign Permit | - | Sign | 3600 | SUPERIOR SIGNS LLC | 2510 WILLIS RD | N CHESTERFIELD | VA | 23237 | - | - | - | - | -
SIG2019-00038 | 756-737-9710 | 411 N RIDGE RD | 2019-02-22 | Issued | - | Sign Permit | - | Sign | 3450.75 | TALLEY SIGN CO | 1908 CHAMBERLAYNE AVE | RICHMOND | VA | 23222 | - | - | - | - | -
SIG2019-00039 | 756-757-1186 | 9462 W BROAD ST | 2019-02-22 | Issued | - | Sign Permit | - | Sign | 1150 | MOORE SIGN CORP | 901 OLD BERMUDA HUNDRED RD | CHESTER | VA | 23836-5626 | - | - | - | - | -
SIG2019-00040 | 814-717-0456 | 4450 S LABURNUM AVE | 2019-02-22 | Issued | - | Sign Permit | - | Sign | 5000 | CARDINAL SIGN CORPORATION | 2629 DEAN DR | VIRGINIA BEACH | VA | 23452 | - | - | - | - | -