## foia_subtrades (2)
Permit Number | Gpin | Permit Address | Permit Issued Date | Permit Status | Use Type | Permit Type Desc | Permit Work Class Desc | General Permit Description | Estimated Valuation | Contractor Name | Contractor Address | Contractor City | Contractor State | Contractor Zip Code | Subcontractor Name | Subcontractor Address | Subcontractor City | Subcontractor State | Subcontractor Zip Code
ELE2020-00944 | 778-760-1035 | 1701 SPRUCE VIEW TER | 2020-06-16 | Issued | Residential | Electrical Permit | Solar Install | Installation of solar panels on existing residential roof. 448 kW | 1000 | - | - | - | - | - | - | - | - | - | -
ELE2020-00946 | 765-744-3673 | 7000 FOREST AVE | 2020-06-09 | Finaled | Commercial | Electrical Permit | Other | Document finish of existing unused area | 500 | - | - | - | - | - | OWNER | - | - | - | -
ELE2020-01272 | 804-711-0341 | 1664 HENRICO ARMS PL | 2020-06-01 | Inspection | Commercial | Electrical Permit | New Service | Installation of 498KWDC solar array to be located on vacant land on the existing parcel. Solar array will be interconnected with the sites existing electrical infrastructure. | 525000 | - | - | - | - | - | SOLAR GUYS INC | P O BOX 4034 | MANASSAS | VA | 20110
ELE2020-01481 | 804-704-8138 | 1501 SOUTHBURY AVE | 2020-06-03 | Issued | Residential | Electrical Permit | Addition of Service | Install 22KW Natural Gas Generator, 200 amp ATS. **AMENDED 6/03/20 TO ADD - 400A SERVICE UPGRADE, INSTALL NEW 200 PANEL & INSTALL 200A ATS.** | 14500 | - | - | - | - | - | WOODFIN HEATING | 1823 N HAMILTON ST | RICHMOND | VA | 23230
ELE2020-01490 | 774-736-1362 | 4906 RADFORD AVE | 2020-06-04 | Inspection | Commercial | Electrical Permit | Tenant Upfit - Existing | INSTALL 9 RECEPTACLES AND 8 LIGHTS IN 4 OFFICES | 1500 | EXCEPTIONAL CONSTRUCTION&PAINTING | 7563 SAMBAR RD | CHESTERFIELD | VA | 23832 | MICHAEL A TRICE | 3308 BASIE RD | RICHMOND | VA | 23228
ELE2020-01553 | 817-720-2092 | 4300 OAKLEYS LN | 2020-06-01 | Issued | Commercial | Electrical Permit | Other | ELECTRIC FOR TENT | 150 | - | - | - | - | - | - | - | - | - | -
ELE2020-01563 | 774-758-8860 | 9019 WOODMAN RD | 2020-06-11 | Issued | Residential | Electrical Permit | Solar Install | Installation of photovoltaic system (plans are scanned) | 10800 | - | - | - | - | - | SHOCKOE SOLAR | 13421 RIVER RIDGE LN | ASHLAND | VA | 23005
ELE2020-01569 | 763-754-3546 | 7814 CAROUSEL LN | 2020-06-01 | Issued | Commercial | Electrical Permit | New Service | Install electrical wiring | 9800 | COMMONWEALTH BUILDING SERVICES INC | 11091 CARTERS VALLEY TERRACE | CHESTERFIELD | VA | 23838 | BECKSTOFFER-WELSH INC | 2020 SLEDD ST | RICHMOND | VA | 23220
ELE2020-01583 | 818-724-4934 | 313 NEWBRIDGE RD | 2020-06-15 | Issued | Commercial | Electrical Permit | Other | WIRE ADDITION ON COMMUNITY CENTER | 3900 | PRECISION GENERAL | - | - | - | - | HILL ELECTRICAL INC | 8553 MEADOWBRIDGE RD | MECHANICSVILLE | VA | 23111
ELE2020-01592 | 738-733-7122 | 904 S GASKINS RD | 2020-06-12 | Finaled | Commercial | Electrical Permit | Other | install (1) 100 amp underground electrical service & underground conductors from power pole to meter enclosure for verizon small cell | 8280 | KCI CONSTRUCTION SERVICES LLC | KCI COMMUNICATIONS INFRASTRUCT | HANOVER | MD | 21076 | A PLUS ELECTRICAL LLC | 237 SCHOOLHOUSE RD | FARMVILLE | VA | 23901
ELE2020-01604 | 764-746-8464 | 2809 EMERYWOOD PKWY | 2020-06-15 | Issued | Commercial | Electrical Permit | Tenant Upfit - Existing | installing 62 data drops-4 aps & network rack | 18000 | FASTRAC GENERAL CONTRACTORS INC | 1141 JEFFERSON GREEN CIR | MIDLOTHIAN | VA | 23113 | WACHTER NETWORK SERVICES INC | 16001 W 99TH ST | LENEXA | KS | 66219
ELE2020-01617 | 731-764-4292 | 12341 W BROAD ST | 2020-06-01 | Issued | Commercial | Electrical Permit | New Service | INSTALL LOW VOLTAGE WIRING | 46000 | NORTH SOUTH CONSTRUCTION INC | 12228 WILFONG CT | MIDLOTHIAN | VA | 23112 | CURRENT ELECTRIC INC | 1618 REAMS RD | POWHATAN | VA | 23139
ELE2020-01624 | 751-767-0759 | 10900 NUCKOLS RD | 2020-06-03 | Finaled | Commercial | Electrical Permit | Tenant Upfit - Existing | relocate existing lights to fit new layout-install 4 emergency ballast-add receptacles per plan | 10000 | DEPOMPEO BUILDING COMPANY LLC | 77 RIVER BEND LANE | KING WILLIAM | VA | 23036 | L W STONE ELECTRIC SERVICES LLC | 11800 LEWIS RD | CHESTER | VA | 23831
ELE2020-01625 | 765-748-4555 | 2771 ACADIA LN | 2020-06-17 | Issued | Commercial | Electrical Permit | Other | install new 200A freestanding service to service future irrigation | 3000 | STANLEY MARTIN COMPANIES,LLC | 5030 SADLER PLACE | GLEN ALLEN | VA | 23060 | A POWER ELECTRIC INC | 8770 BRAYS FORK DR | GLEN ALLEN | VA | 23060
ELE2020-01628 | 774-762-2237 | 1905 WOODMAN CT | 2020-06-01 | Finaled | Commercial | Electrical Permit | Other | replace meter base | 900 | - | - | - | - | - | TOLLEY ELECTRICAL CORP | 10981 RICHARDSON RD | ASHLAND | VA | 23005
ELE2020-01629 | 735-761-8792 | 12651 THREE CHOPT RD | 2020-06-05 | Finaled | Commercial | Electrical Permit | New Service | provide wiring for fire sprinkler pump | 20000 | GREYSTAR CONST & DEV LP | 750 BERING DR STE 400 | HOUSTON | TX | 77057 | B & B BUILDING SYSTEMS INC | 9982 LICKINGHOLE RD | ASHLAND | VA | 23005
ELE2020-01635 | 855-699-9619 | 207 RIVA RIDGE CIR | 2020-06-01 | Finaled | Residential | Electrical Permit | Other | INSTALL 2 CIRCUITS & 2 RECEPTACLES FOR NEW JES EQUIPMENT | 400 | JES CONSTRUCTION | 2410 SOUTHLAND DR | CHESTER | VA | 23831 | LEGACY ELECTRICAL LLC | 1533 SWIFTWOOD DR | POWHATAN | VA | 23139
ELE2020-01641 | 736-747-8260 | 11600 GAYTON RD | 2020-06-01 | Inspection | Commercial | Electrical Permit | Other | wire new hvac equipment-replace existing lights with LED lights-add new 400 A service disconnect for chiller | 145000 | RVA CONSTRUCTION INC | 8001 FRANKLIN FARMS DR | RICHMOND | VA | 23229 | R J WADE ELECTRIC LLC | 4062 JEFFERSON WOODS DR | POWHATAN | VA | 23139
ELE2020-01651 | 816-727-5797 | 205 WESTOVER AVE | 2020-06-04 | Inspection | Residential | Electrical Permit | Addition of Service | Wire new bed & bathroom addition. | 2800 | CLJ CONTRACTING | 6401 OLDBERN RD | CHESTERFIELD | VA | 23832 | CLJ CONTRACTING, LLC | 6401 OLDBERN RD. | CHESTERFIELD | VA | 23832
ELE2020-01654 | 766-751-2348 | 7805 PEPPERWOOD CT | 2020-06-02 | Issued | Commercial | Electrical Permit | Other | WIRE 3 RECEPTACLES IN KITCHEN-2 RECESS LIGHTS-1 SWITCH | 550 | - | - | - | - | - | PEAK ELECTRICAL SERVICES INC | 8120 TIMBERLAKE LANE | MECHANICSVILLE | VA | 23116
ELE2020-01656 | 764-754-6996 | 7702 E PARHAM RD | 2020-06-08 | Issued | Commercial | Electrical Permit | Tenant Upfit - Existing | pulling cable for access control system & installing devices-pulling cable for CCTV system | 8090 | DOMINION CONSTRUCTION PARTNERS LLC | 4198 COX RD SUITE 202 | GLEN ALLEN | VA | 23060 | INTEGRATED SECURITY TECH | 520 HERNDON PKWY | HERNDON | VA | 20170
ELE2020-01657 | 760-747-4518 | 7615 WANYMALA RD | 2020-06-01 | Issued | Residential | Electrical Permit | Upgrade Service | UPGRADING ELECTRICAL PANEL | 2500 | - | - | - | - | - | - | - | - | - | -
ELE2020-01659 | 757-756-4724 | 9125 W BROAD ST Unit: A | 2020-06-09 | Issued | Commercial | Electrical Permit | Tenant Upfit - Existing | TENANT UPFIT | 24300 | PARTNERS IN CONSTRUCTION LLC | 1510 COLUMBUS AVE | PORTSMOUTH | VA | 23704 | HILL ELECTRICAL INC | 8553 MEADOWBRIDGE RD | MECHANICSVILLE | VA | 23111
ELE2020-01662 | 757-756-4724 | 9127 W BROAD ST | 2020-06-01 | Finaled | Commercial | Electrical Permit | Tenant Upfit - Existing | adding 10-GFCI outlets in the new bar area | 1100 | A NOTCH ABOVE CONTRACTING SERVICES | 6421 CENTRALIA RD | CHESTERFIELD | VA | 23832 | JOHNSON UNLIMITED, LLC | 11150 COLEMAN'S LAKE RD. | FORD | VA | 23850
ELE2020-01664 | 810-723-1995 | 14 N LABURNUM AVE | 2020-06-11 | Issued | Commercial | Electrical Permit | Tenant Upfit - Existing | adding receptacles to the area being added to bld | 1600 | - | - | - | - | - | - | - | - | - | -
ELE2020-01665 | 778-737-8502 | 2239 TOMLYNN ST | 2020-06-02 | Finaled | Commercial | Electrical Permit | Other | INSTALL POWER WIRING FOR HVAC | 1800 | - | - | - | - | - | METRO ELECTRIC INC | 6407 MALLORY DR | RICHMOND | VA | 23226
ELE2020-01666 | 772-755-4030 | 8607 BROADWAY AVE | 2020-06-03 | Inspection | Residential | Electrical Permit | New Service | New rough & trim electrical work. | 5000 | ABLE & DONE RIGHT INC | 8600 QUIOCCASIN RD | HENRICO | VA | 23229 | JRJ BUILDING CONTRACTORS INC | 5219 GRAYMASS RD | RICHMOND | VA | 23234
ELE2020-01667 | 747-755-3384 | 3004 FOXMOORE CT | 2020-06-01 | Finaled | Residential | Electrical Permit | Other | INSTALL 22KW GENERATOR & 200A SWITCH | 9500 | - | - | - | - | - | VIRGINIA POWER SOLUTIONS | 10102 WHITESEL RD | ASHLAND | VA | 23005
ELE2020-01668 | 757-757-5325.001 | 9132 W BROAD ST | 2020-06-03 | Inspection | Commercial | Electrical Permit | Tenant Upfit - Existing | Tenant Upfit | 23150 | M L BELL CONSTRUCTION LLC | 11008 RICHARDSON RD | ASHLAND | VA | 23005 | ELECTRICAL SERVICES UNLIMITED | 12103 HANOVER COURTHOUSE RD | HANOVER | VA | 23069
ELE2020-01669 | 738-766-0917 | 12137 ELNORA LN | 2020-06-03 | Finaled | Residential | Electrical Permit | Solar Install | Install of flush roof mounted solar pv system: system size 9.60 kWp DC | 38016 | SIGORA SOLAR LLC | P O BOX 7543 | CHARLOTTESVILLE | VA | 22906 | SIGORA SOLAR LLC | PO BOX 7543 | CHARLOTTESVILLE | VA | 22906
ELE2020-01670 | 806-729-1679 | 2716 GRAND MEADOWS CT | 2020-06-03 | Finaled | Residential | Electrical Permit | Solar Install | Installation of flush roof mounted solar photovoltaic system size 7.630 | 26002.8 | SIGORA SOLAR LLC | 1222 HARRIS ST | CHARLOTTESVILLE | VA | 22903 | SIGORA SOLAR LLC | 490 WESTFIELD ROAD | CHARLOTTESVILLE | VA | 22901
ELE2020-01674 | 736-758-2519 | 2804 GLEN GARY PL | 2020-06-01 | Inspection | Residential | Electrical Permit | Addition of Service | Relocate washer & dryer receptacles & circuits. Install vanity light, switch & GFCI in Powder Room | 885 | - | - | - | - | - | ACCENT ELECTRIC INC | 10118 DEEPWOOD CIR | HENRICO | VA | 23238
ELE2020-01675 | 748-738-9594 | 8907 DERBYSHIRE RD | 2020-06-01 | Issued | Residential | Electrical Permit | Addition of Service | Install 30 amp generator inlet w/ interlock using 10/3 copper NM | 500 | - | - | - | - | - | FHG ELECTRIC LLC | 7606 TWIN OAK DR | HENRICO | VA | 23228
ELE2020-01680 | 823-694-6259 | 7308 OAKHAM CT | 2020-06-03 | Finaled | Residential | Electrical Permit | Addition of Service | Wire new sunroom. | 1350 | WILKINS & COMPANY INC | 10124 SQUIRREL LEVEL RD | PETERSBURG | VA | 23803 | EDGEHILL ELECTRIC | 25214 WALKERS LANDING CT. | NORTH DINWIDDIE | VA | 23803
ELE2020-01681 | 756-750-7333 | 8505 FORDSON RD | 2020-06-01 | Issued | Residential | Electrical Permit | New Service | Wire new single family dwelling | 5000 | HILTON M RUBIN INC | 5314 W GRACE ST | HENRICO | VA | 23226 | TRIBBLE ELECTRIC INC | 1575 MOUNTAIN RD | GLEN ALLEN | VA | 23060
ELE2020-01682 | 814-686-7711 | 2510 CALIBER DR | 2020-06-02 | Inspection | Residential | Electrical Permit | Other | Remodel kitchen and den | 4000 | HAWKS RENOVATIONS | 14105 DEER CREEK RD | ASHLAND | VA | 23005 | BAYSIDE ELECTRIC CO INC | P O BOX 68 | KINSALE | VA | 22488
ELE2020-01683 | 769-755-9509 | 8702 STAPLES MILL RD | 2020-06-03 | Inspection | Commercial | Electrical Permit | Tenant Upfit - Existing | Complete remodel | 275000 | ENGELSMA CONST | 7119 31ST ST AVE N | NEW HOPE | MN | 55427 | ACE ELECTRIC COMPANY INC | 5608 GREENDALE ROAD | HENRICO | VA | 23228
ELE2020-01684 | 761-755-6391 | 2600 PINE GROVE DR | 2020-06-05 | Finaled | Residential | Electrical Permit | Solar Install | Install of flush roof mounted solar pv system...system size: 8.64 kWp DC | 31615 | SIGORA SOLAR LLC | P O BOX 7543 | CHARLOTTESVILLE | VA | 22906 | SIGORA SOLAR LLC | PO BOX 7543 | CHARLOTTESVILLE | VA | 22906
ELE2020-01685 | 746-762-8251 | 4340 INNSLAKE DR | 2020-06-23 | Issued | Commercial | Electrical Permit | Other | Partial first floor interior renovation. New light fixtures and furniture | 40000 | - | - | - | - | - | BAGBY ELECTRIC CO OF VA INC | 11194 LEADBETTER RD | ASHLAND | VA | 23005
ELE2020-01686 | 816-705-4345 | 2708 SEVEN HILLS BLVD | 2020-06-09 | Issued | Commercial | Electrical Permit | New Service | Site lighting | 18500 | BECKNELL SERVICES LLC | 4242 SOUTH 1ST AVE | LYONS | IL | 60534 | HILL ELECTRICAL INC | 8553 MEADOWBRIDGE RD | MECHANICSVILLE | VA | 23111
ELE2020-01687 | 777-737-7858 | 2256 DABNEY RD | 2020-06-12 | Inspection | Commercial | Electrical Permit | Other | Tenant remodel new light fixtures | 70000 | GILBANE BUILDING CO INC | 1001 BOULDERS PARKWAY | RICHMOND | VA | 23225 | BAGBY ELECTRIC CO OF VA INC | 11194 LEADBETTER RD | ASHLAND | VA | 23005
ELE2020-01688 | 747-763-5464.051 | 4932 DOMINION BLVD | 2020-06-05 | Issued | Commercial | Electrical Permit | Other | install meter stack 1200A MLO-house panel-6 reessed lgts-6 wall packs | 22740 | RETAIL COMMERCIAL INTERIORS | 7811 IRONBRIDGE RD | N CHESTERFIELD | VA | 23230 | J L MINTER ELEC CONT | 5010 OLD MIDLOTHIAN TNPK | RICHMOND | VA | 23224
ELE2020-01690 | 797-712-4379.001 | 5000 OLD MAIN ST | 2020-06-10 | Issued | Commercial | Electrical Permit | New Service | install low voltge access control to 6 doors-6 IP video cameras-a network recorder-audio visual system to common areas | 38987 | KBS INC | 8050 KIMWAY DR | HENRICO | VA | 23228 | QUALITY CCTV SYSTEMS | 1663 E OAK LAKE BLVD | MIDLOTHIAN | VA | 23112
ELE2020-01691 | 812-713-6324 | 5250 KLOCKNER DR | 2020-06-08 | Inspection | Commercial | Electrical Permit | Tenant Upfit - Existing | installing new 2X2 LED fixtures-new switches-new receptacles utilizing existing circuitry | 15000 | S B COX INC-(COMMERCIAL) | 901 POTOMAC STREET | HENRICO | VA | 23231 | ELECTRICAL & LIGHTING SOLUTIONS | 2556 GAYTON CENTRE DRIVE | HENRICO | VA | 23238
ELE2020-01692 | 774-740-0804 | 5000 BAKERS MILL LN | 2020-06-08 | Finaled | Commercial | Electrical Permit | Tenant Upfit - Existing | installation of cat6 plenum for data and voice | 2000 | M L BELL CONSTRUCTION LLC | 11008 RICHARDSON RD | ASHLAND | VA | 23005 | BRITT COMMUNICATIONS LLC | 7191 FIGULY RD | MECHANICSVILLE | VA | 23111
ELE2020-01693 | 860-696-4167 | 4919 DI'S WAY | 2020-06-02 | Inspection | Residential | Electrical Permit | New Service | MEW DWELLING | 4500 | KINGSLAND CONST CO | 5201 WILDLIFE RIDGE TRL | QUINTON | VA | 23141 | BLS ELECTRICAL LLC | 6509 LAKE VISTA DR | MECHANICSVILLE | VA | 23111
ELE2020-01694 | 755-750-1090 | 2116 DRESDEN RD | 2020-06-02 | Issued | Residential | Electrical Permit | Other | installing 60amp circuit and 30 amp circuit for HVAC unit | 900 | - | - | - | - | - | MICHAEL & SON SERVICES INC | 1407 CUMMINGS DR | RICHMOND | VA | 23220
ELE2020-01695 | 800-738-4004 | 4014 WILMONT DR | 2020-06-02 | Issued | Residential | Electrical Permit | Other | INSTALLING 30 AMP CIRCUIT FOR HVAC UNIT | 900 | - | - | - | - | - | MICHAEL & SON SERVICES INC | 1407 CUMMINGS DR | RICHMOND | VA | 23220
ELE2020-01696 | 750-750-6542 | 9600 PEMBERTON RIDGE LN | 2020-06-02 | Issued | Residential | Electrical Permit | New Service | NEW DWELLING | 1500 | RYAN HOMES | 7501 BOULDERS VIEW DRIVE | RICHMOND | VA | 23225 | BENFIELD ELECTRIC CO INC | 12021 WILTON MEADOWS CT | MANASSAS | VA | 20109
ELE2020-01697 | 782-763-2396 | 1402 COLE BLVD | 2020-06-02 | Issued | Residential | Electrical Permit | New Service | Wire new house. | 4700 | RCI BUILDERS LLC | 9245 SHADY GROVE RD | MECHANICSVILLE | VA | 23116 | TRI-STAR CONSTRUCTION LLC | 8446 TWIN CEDAR LN | MECHANICSVILLE | VA | 23111
ELE2020-01698 | 781-773-3026 | 10836 MACS WAY | 2020-06-02 | Issued | Residential | Electrical Permit | New Service | Wire new house. | 5000 | HHHUNT HOMES LLC | 11237 NUCKOLS ROAD | GLEN ALLEN | VA | 23059 | TRI-STAR CONSTRUCTION LLC | 8446 TWIN CEDAR LN | MECHANICSVILLE | VA | 23111
ELE2020-01699 | 746-756-6679 | 10012 WOODBARON WAY | 2020-06-02 | Issued | Residential | Electrical Permit | Other | Wire 12Kw mini-split condenser, 240V | 450 | - | - | - | - | - | WOODFIN HEATING INC | 1823 N HAMILTON ST | RICHMOND | VA | 23230
ELE2020-01700 | 771-741-5828 | 5621 INDIGO RD | 2020-06-02 | Issued | Residential | Electrical Permit | Other | Replace 100A fuse panel with 100A breaker box, update grounding system. | 1800 | - | - | - | - | - | WOODFIN HEATING INC | 1823 N HAMILTON ST | RICHMOND | VA | 23230
ELE2020-01701 | 751-735-7319 | 301 BERWICKSHIRE DR | 2020-06-02 | Issued | Residential | Electrical Permit | Addition of Service | Install a dedicated circuit 20A 220V for mini-split. Extend circuit to new A/C location. | 800 | - | - | - | - | - | WOODFIN HEATING INC | 1823 N HAMILTON ST | RICHMOND | VA | 23230
ELE2020-01702 | 791-755-3046 | 6303 FREDONIA RD | 2020-06-02 | Issued | Residential | Electrical Permit | Addition of Service | Install a dedicated circuit 60A in attic for 10Kw AHU. | 800 | - | - | - | - | - | WOODFIN HEATING INC | 1823 N HAMILTON ST | RICHMOND | VA | 23230
ELE2020-01703 | 768-738-6282 | 5917 MORNINGSIDE DR | 2020-06-02 | Issued | Residential | Electrical Permit | Addition of Service | Run dedicated circuits for dishwasher and garbage disposal and extend microwave circuit to gas stove. | 850 | - | - | - | - | - | WOODFIN HEATING INC | 1823 N HAMILTON ST | RICHMOND | VA | 23230
ELE2020-01704 | 767-779-9912 | 11587 SWANSON MILL WAY | 2020-06-02 | Issued | Residential | Electrical Permit | Other | Install 5 outlets and wire ceiling fan on pergola (wire outlet for fridge if needed) | 850 | - | - | - | - | - | MW BUTLER ELECTRICAL LLC | 8420 MEADOWBRIDGE RD | MECHANICSVILLE | VA | 23111
ELE2020-01705 | 805-714-2830 | 2206 NATIONAL ST | 2020-06-03 | Inspection | Residential | Electrical Permit | Change of Service | Upgrade to 200 amp service | 1000 | - | - | - | - | - | KINETIC ELECTRIC | 10456 MEDINA RD | CHESTERFIELD | VA | 23235
ELE2020-01706 | 748-744-6383 | 1311 VASSAR RD | 2020-06-05 | Issued | Residential | Electrical Permit | Solar Install | Solar panels - (1) 30 amp circuit | 8000 | CONVERT SOLAR | 5825 WARD CT | VA BEACH | VA | 23455 | CONVERT SOLAR | 5825 WARD CT | VIRGINIA BEACH | VA | 23455
ELE2020-01707 | 750-772-0327 | 5095 MABEN HILL LN | 2020-06-02 | Issued | Residential | Electrical Permit | New Service | wire new house | 7000 | H H HUNT HOMES | 11237 NUCKOLS ROAD | GLEN ALLEN | VA | 23059 | CR PHILLIPS ELEC CONTRACTORS | 10996 LEADBETTER ROAD | ASHLAND | VA | 23005
ELE2020-01708 | 750-772-0022 | 5099 MABEN HILL LN | 2020-06-02 | Issued | Residential | Electrical Permit | New Service | wire new house | 7000 | HHHUNT HOMES LLC | 11237 NUCKOLS ROAD | GLEN ALLEN | VA | 23059 | CR PHILLIPS ELEC CONTRACTORS | 10996 LEADBETTER ROAD | ASHLAND | VA | 23005
ELE2020-01709 | 738-758-0784 | 12108 MCINTYRE CT | 2020-06-03 | Issued | Residential | Electrical Permit | Other | install 240 dedicated circuit for outdoor unit | 250 | - | - | - | - | - | WOODFIN HEATING | 1823 N HAMILTON ST | RICHMOND | VA | 23230
ELE2020-01710 | 740-769-1549 | 12017 TURNBERRY PARK LN | 2020-06-02 | Issued | Residential | Electrical Permit | Addition of Service | Install 6 recessed cans, 1 ceiling fan, & 2 receptacles in covered porch | 750 | J C SIDING & CONSTRUCTION | 10437 OAKSIDE DR | N CHESTERFIELD | VA | 23237 | FAMILY ELECTRIC INC | 12733-B OAK LAKE CT | MIDLOTHIAN | VA | 23112
ELE2020-01711 | 747-769-0287 | 909 ALDEN PARKE DR | 2020-06-03 | Issued | Residential | Electrical Permit | New Service | NEW DWELLING | 8500 | LEGAULT HOMES LLC | 5243 HICKORY PARK DR | RICHMOND | VA | 23059 | LIBERTY ELECTRICAL CO, INC | PO BOX 6203 | RICHMOND | VA | 23230
ELE2020-01712 | 792-744-3125 | 359 WAXWING DR | 2020-06-08 | Issued | Residential | Electrical Permit | Other | RE WIRE FIRE DAMAGED HOUSE-SERVICE TO REMAIN AS IS | 8355 | PAUL DAVIS OF GREATER RICHMOND | 7412 WHITEPINE RD | RICHMOND | VA | 23237 | HUMPHREY ELECTRIC CO INC | 724 GROVE RD | MIDLOTHIAN | VA | 23114
ELE2020-01713 | 812-719-7783 | 4105 S LABURNUM AVE | 2020-06-23 | Issued | Commercial | Electrical Permit | Other | INTERIOR OUTFIT ONLY-NO GAS WORK | 28000 | INDEPENDENCE CONST CO OF VA | 301 CLEVELAND PL | VA BEACH | VA | 23462 | QUALITY ELECTRIC | 6102 FLINSTONE AVE | BARBOURSVILLE | VA | 22923
ELE2020-01714 | 753-751-9614 | 2205 VANDOVER RD | 2020-06-08 | Issued | Residential | Electrical Permit | Other | 1 circuit-1 receptacle for new JES equipment | 250 | JES CONSTRUCTION | 2410 SOUTHLAND DR | CHESTER | VA | 23831 | LEGACY ELECTRICAL LLC | 1533 SWIFTWOOD DR | POWHATAN | VA | 23139
ELE2020-01715 | 743-742-3885 | 1200 WESTHAMPTON GLEN DR | 2020-06-08 | Finaled | Residential | Electrical Permit | Other | 1 CIRCUIT-1 RECEPTACLE FOR NEW JES EQUIPMENT | 250 | JES CONSTRUCTION | 2410 SOUTHLAND DR | CHESTER | VA | 23831 | LEGACY ELECTRICAL LLC | 1533 SWIFTWOOD DR | POWHATAN | VA | 23139
ELE2020-01716 | 789-756-8207 | 8211 BOWERS LN | 2020-06-08 | Issued | Residential | Electrical Permit | Other | 1 CIRCUIT-1 RECEPTACLE FOR NEW JES EQUIPMENT | 250 | JES CONSTRUCTION | 2410 SOUTHLAND DR | CHESTER | VA | 23831 | LEGACY ELECTRICAL LLC | 1533 SWIFTWOOD DR | POWHATAN | VA | 23139
ELE2020-01717 | 756-767-6605 | 9525 SOUTHMILL DR | 2020-06-03 | Issued | Residential | Electrical Permit | Other | RUN 240V CIRCUIT FROM PANEL TO NEWLU INSTALLED STRIP HEAT | 600 | - | - | - | - | - | JAMES RIVER AIR COND | 1905 WESTMORELAND ST | RICHMOND | VA | 23230
ELE2020-01718 | 754-732-3133 | 8600 RIVER RD | 2020-06-09 | Issued | Residential | Electrical Permit | Addition of Service | Wire new detached pool house. Wire underground feed to new pool house. Wire new hot tub. | 3800 | LIONHEAD LLC | 415 TILDEN ST | RICHMOND | VA | 23221 | RALPH P SHAW ELECTRICAL SERVICES IN | P.O. BOX 11535 | RICHMOND | VA | 23230
ELE2020-01719 | 758-737-2008 | 400 WESTHAM PKWY | 2020-06-03 | Inspection | Residential | Electrical Permit | Addition of Service | Install 100 amp sub panel to garage. Wire garage ligths, receptacles & switches | 3000 | MT HARRIS LLC | 400 WESTHAM PARKWAY | HENRICO | VA | 23229 | US ELECTRIC | 6914 STAPLES MILLS RD | RICHMOND | VA | 23228
ELE2020-01720 | 775-744-4921 | 5401 STAPLES MILL RD | 2020-06-05 | Issued | Commercial | Electrical Permit | Tenant Upfit - Existing | Install receptacles and lighting fixtures using existing circuits from demolishion | 35000 | KVB INC | 14720 FLINT LEE RD UNIT F | CHANTILLY | VA | 20151 | BRANNER ELECTRICAL TECH | 6754 LAKE DRIVE | WARRENTON | VA | 20187
ELE2020-01721 | 759-757-9673 | 8917 MAPLEVIEW AVE | 2020-06-05 | Inspection | Residential | Electrical Permit | Solar Install | 18 solar roof mounted modules, grid tied, 5.76 kw installation on existing structure | 54350.4 | POWER HOME SOLAR INC | 919 N MAIN STREET | MOORESVILLE | NC | 28115 | POWER HOME SOLAR | 919 N MAIN STREET | MOORESVILLE | NC | 28115
ELE2020-01722 | 742-760-4589.001 | 2426 OLD BRICK RD | 2020-06-05 | Inspection | Commercial | Electrical Permit | Tenant Upfit - New | Provide and install new electrical wiring | 143100 | URBANCORE CONSTRUCTION LLC | 409 E MAIN ST | RICHMOND | VA | 23219 | B 8 B ELECTRIC | 9982 LICKINGHOLE RD | ASHLAND | VA | 23005
ELE2020-01723 | 773-745-0783 | 4100 TOWNHOUSE RD | 2020-06-05 | Issued | Commercial | Electrical Permit | Other | add dedicated circuit for w/d-relocate switch/outlet from kitchen wall-provide new outlet for microwave & dishwasher-install GFCI in kitchen | 1000 | - | - | - | - | - | CANNON ELECTRIC | 106 WASHINGTON AVE | COLONIAL HEIGHTS | VA | 23834
ELE2020-01724 | 860-693-0671 | 6943 CHARLES CITY RD | 2020-06-05 | Issued | Residential | Electrical Permit | New Service | New service/Agriculture. | 250 | - | - | - | - | - | ROYSTER | 7620 LAUREL HILL LN. | HENRICO | VA | 23231
ELE2020-01725 | 851-712-1080 | 4320 E WILLIAMSBURG RD | 2020-06-04 | Issued | Residential | Electrical Permit | Other | WIRE SWIMMING POOL PUMP | 4000 | T K DAVIS CONSTRUCTION INC | 711 DAWN ST | RICHMOND | VA | 23222 | CLARKES ELECTRIC | P O BOX 72623 | NORTH CHESTERFIELD | VA | 23235
ELE2020-01726 | 747-734-9733 | 8912 RIVER RD | 2020-06-04 | Issued | Residential | Electrical Permit | Other | PROVIDE AND INSTALL 22 KW GENERATOR | 10255 | - | - | - | - | - | DAVIS & GREEN INC | PO BOX 35418 | RICHMOND | VA | 23235
ELE2020-01727 | 737-759-9752 | 3012 HUNTWICK CT | 2020-06-08 | Issued | Residential | Electrical Permit | Other | kitchen-wire for receptacles-switches-fixtures & appliances | 5135 | - | - | - | - | - | J G TAYLOR CORPORATION | 10708 GREEN MOUNT RD | HENRICO | VA | 23238
ELE2020-01728 | 741-781-8271 | 6212 NEW HARVARD LN | 2020-06-08 | Issued | Residential | Electrical Permit | Other | kitchen-wire for receptacles-switches-fixtures & appliances | 6715 | - | - | - | - | - | J G TAYLOR CORPORATION | 10708 GREEN MOUNT RD | HENRICO | VA | 23238
ELE2020-01729 | 829-717-6742 | 220 DEFENSE AVE | 2020-06-04 | Finaled | Residential | Electrical Permit | Other | wire new sunroom per code w/ceiling fan and door light | 1800 | AAPCO LC | 6710 JEFF DAVIS HWY | RICHMOND | VA | 23237 | HAYNIE ELECTRICAL SERVICES INC | 400 TURNER RD | RICHMOND | VA | 23225
ELE2020-01730 | 752-739-1406 | 601 N PARHAM RD | 2020-06-08 | Issued | Commercial | Electrical Permit | Other | new temp elec svce to supply temp power for office trailer & const bld | 2000 | BRINKMANN CONSTRUCTORS | 16650 CHESTERFIELD GROVE RD | CHESTERFIELD | MO | 63005 | DAVIS & GREEN INC | 132 BRANDON RD | RICHMOND | VA | 23224
ELE2020-01731 | 735-754-3732 | 2901 LEFFINGWELL PL | 2020-06-09 | Issued | Residential | Electrical Permit | Pool/Spa Service | Wire inground pool equipment | 1100 | BILLYS POOL SERVICE | 13372 GREENWOOD CHURCH RD | ASHLAND | VA | 23005 | MCANELLY CONSTRUCTION INC | 10458 RIVER RD | S CHESTERFIELD | VA | 23803
ELE2020-01732 | 744-735-5372 | 9501 RIVER RD | 2020-06-04 | Issued | Residential | Electrical Permit | Change of Service | Move/install new lighting, outlets, & switches to remodel two Bathrooms. | 1000 | - | - | - | - | - | OWNER | - | - | - | -
ELE2020-01733 | 759-756-8638 | 2551 HOMEVIEW DR | 2020-06-09 | Finaled | Commercial | Electrical Permit | Other | GROUND EQUIPMENT FOR ANTENNA BEING INSTALLED | 5000 | FCI TOWERS INC | 2528 HORSE PASTURE RD | VIRGINIA BEACH | VA | 23453 | NULINE GENERAL CONTROLS | 31199 CARTER ST | FRANKLIN | VA | 23581
ELE2020-01734 | 735-745-0623 | 1701 QUIETWOOD CT | 2020-06-08 | Issued | Residential | Electrical Permit | Other | WIRE 240V CIRCUIT FROM PANEL TO NEWLY INSTALLED MIN SPLIT SYSTEM | 500 | - | - | - | - | - | JAMES RIVER AIR COND | 1905 WESTMORELAND ST | RICHMOND | VA | 23230
ELE2020-01735 | 803-705-8484 | 1306 GILCHRIST PL | 2020-06-05 | Issued | Residential | Electrical Permit | Other | 12 ft of electrical wire connected to a 2200 generac home heating from electrical panel box | 250 | - | - | - | - | - | - | - | - | - | -
ELE2020-01736 | 822-725-9243 | 24 N FERN AVE | 2020-06-08 | Issued | Residential | Electrical Permit | Other | update panel-possible service size up-install new circuits for HVAC-rewire old cloth wire in attic | 4000 | - | - | - | - | - | A B ELECTRICAL SERVICES | 1401 STONE RIVER RD | RICHMOND | VA | 23235
ELE2020-01737 | 752-743-9774 | 1420 N PARHAM RD | 2020-06-09 | Issued | Commercial | Electrical Permit | Tenant Upfit - Existing | existing sservice to remain-add new panelboards-feeders-branchcircuits-lighting-devices for new swim club per drawings | 608000 | HOURIGAN CONSTRUCTION CORP | 411 EAST FRANKLIN ST | RICHMOND | VA | 23219 | THE ELECTRICAL CONNECTION INC | 2305 MANAKINTOWN FERRY RD | MIDLOTHIAN | VA | 23113
ELE2020-01738 | 815-711-9946 | 4731 EUBANK RD | 2020-06-09 | Issued | Commercial | Electrical Permit | Other | install 400amp-3/0 208/120 v service-refeed lights-exit/egress-(1) dock door-(2) gas heaters-receptacles under panel | 3800 | - | - | - | - | - | HILL ELECTRICAL INC | 8553 MEADOWBRIDGE RD | MECHANICSVILLE | VA | 23111
ELE2020-01739 | 811-731-5245 | 1993 HARVEST GROVE LN | 2020-06-05 | Issued | Residential | Electrical Permit | New Service | new dwelling | 3000 | RYAN HOMES | 7501 BOULDERS VIEW DRIVE | RICHMOND | VA | 23225 | R K NEWMAN | PO BOX 74882 | RICHMOND | VA | 23236
ELE2020-01740 | 748-761-1572 | 4225 INNSLAKE DR | 2020-06-12 | Issued | Commercial | Electrical Permit | New Service | wire new multi family apt bld-includes parking garage | 1358270 | HOURIGAN CONSTRUCTION CORP | 411 EAST FRANKLIN ST | RICHMOND | VA | 23219 | TRIBBLE ELECTRIC INC | 1575 MOUNTAIN RD | GLEN ALLEN | VA | 23060
ELE2020-01741 | 817-727-2630 | 27 N VIRGINIA AVE | 2020-06-05 | Issued | Residential | Electrical Permit | New Service | wire new single family dwelling | 4900 | SUPERIOR STRUCTURES & PROPERTIES | P.O. BOX 398 | SANDSTON | VA | 23150 | TAYLOR & BARR ELEC CONT | 804 E NINE MILE RD | HENRICO | VA | 23075
ELE2020-01742 | 771-759-0541 | 9706 LAUREL PINE DR | 2020-06-05 | Finaled | Residential | Electrical Permit | Addition of Service | 22Kw propane generator, 200A ATS. | 9500 | - | - | - | - | - | WOODFIN HEATING INC | 1823 N HAMILTON ST | RICHMOND | VA | 23230
ELE2020-01743 | 775-757-9237 | 2212 RAYMOND AVE | 2020-06-12 | Issued | Residential | Electrical Permit | Addition of Service | Dedicated circuit for heat pump. | 300 | - | - | - | - | - | WOODFIN HEATING INC | 1823 N HAMILTON ST | RICHMOND | VA | 23230
ELE2020-01744 | 736-768-8849 | 4771 HEPLER RIDGE WAY | 2020-06-08 | Issued | Residential | Electrical Permit | New Service | wire new house | 5000 | RYAN HOMES | 7501 BOULDERS VIEW DRIVE | RICHMOND | VA | 23225 | TRI-STAR CONSTRUCTION LLC | 8446 TWIN CEDAR LN | MECHANICSVILLE | VA | 23111
ELE2020-01745 | 736-768-4637 | 4750 HEPLER RIDGE WAY | 2020-06-08 | Issued | Residential | Electrical Permit | New Service | wire new house | 5000 | RYAN HOMES | 7501 BOULDERS VIEW DRIVE | RICHMOND | VA | 23225 | TRI-STAR CONSTRUCTION LLC | 8446 TWIN CEDAR LN | MECHANICSVILLE | VA | 23111
ELE2020-01746 | 831-725-6455 | 1927 N WASHINGTON ST | 2020-06-08 | Issued | Residential | Electrical Permit | Other | fire reconnect | 250 | - | - | - | - | - | ATKINS ELECTRIC INC | 14200 GRUB HILL CHURCH RD | AMELIA | VA | 23002
ELE2020-01747 | 847-703-4371 | 6000 TECHNOLOGY BLVD | 2020-06-11 | Issued | Commercial | Electrical Permit | Tenant Upfit - Existing | limited upfit @ elevator lobby per drawings | 10000 | HITT CONTRACTING INC | 2900 FAIRVIEW PARK DR | FALLS CHURCH | VA | 22204 | BAGBY ELECTRIC CO OF VA INC | 11194 LEADBETTER RD | ASHLAND | VA | 23005
ELE2020-01748 | 759-743-3775 | 8001 FRANKLIN FARMS DR | 2020-06-16 | Finaled | Commercial | Electrical Permit | Tenant Upfit - Existing | LOW VOLTAGE CABLING | 3319 | RGI GENERAL CONTRACTORS INC | 3805 GASKINS RD | HENRICO | VA | 23233 | SEACOM INC | 2314 COMMERCE CENTER DR | ROCKVILLE | VA | 23146
ELE2020-01750 | 774-777-0807 | 3060 KELLIPE RD | 2020-06-09 | Inspection | Residential | Electrical Permit | Other | SWIMMING POOL WITH PUMP-LED LIGHTS-AUTO COVER & WIRE FOR FUTURE HOT TUB | 3500 | PLA-MOR CONSTRUCTION | 7134 MECHANICSVILLE TNPK | MECHANICSVILLE | VA | 23111 | BANDY ELECTRICAL | 3800 SKIVERS LN. | QUINTON | VA | 23141
ELE2020-01751 | 735-744-1708 | 1618 HAVENWOOD DR | 2020-06-16 | Issued | Residential | Electrical Permit | Upgrade Service | service upgrade from 100 to 200 amp-service equip to remain in the same location | 1400 | - | - | - | - | - | D COLLINS ELECTRIC | PO BOX 4303 | GLEN ALLEN | VA | 23058
ELE2020-01752 | 757-742-6437 | 1216 DINWIDDIE AVE | 2020-06-11 | Finaled | Residential | Electrical Permit | Other | reset meter | 500 | SERMAT CONSTRUCTION | 2419 WESTWOOD AVE | RICHMOND | VA | 23230 | GREY FOX ELECTRIC LLC | P O BOX 1587 | MIDLOTHIAN | VA | 23113
ELE2020-01753 | 787-753-0202 | 7418 EDGEWOOD AVE | 2020-06-10 | Issued | Residential | Electrical Permit | Other | wiring for sunroom addition | 1800 | GREAT DAY IMPROVEMENTS LLC | 8436 KAO CIRCLE | MANASSAS | VA | 20110 | MORRISON ELECTRIC | P O BOX 1027 | NEWINGTON | VA | 22122
ELE2020-01754 | 734-772-9067 | 12501 HEATHER GROVE RD | 2020-06-09 | Issued | Residential | Electrical Permit | Other | wire addition & kitchen remodel | 4500 | ONEILL BUILDERS LLC | 1525 BLOOMFIELD RD | N. CHESTERFIELD | VA | 23225 | H & F ELECTRIC LLC | 13708 WINSTON TRAIL CIR | ASHLAND | VA | 23005
ELE2020-01755 | 854-709-4781 | 4610 GAARDAHL DR | 2020-06-08 | Finaled | Residential | Electrical Permit | Other | WIRE OUTLET FOR SUMP PUMP | 300 | JES CONSTRUCTION | 2410 SOUTHLAND DR | CHESTER | VA | 23831 | - | - | - | - | -
ELE2020-01756 | 806-731-1397 | 3300 HOWARD ST | 2020-06-09 | Issued | Residential | Electrical Permit | Other | upgrade elec svce fromm 100 to 200 amp-upgrade ser lead from overhead to underground | 1800 | - | - | - | - | - | - | - | - | - | -
ELE2020-01757 | 778-763-9200 | 1901 MOUNTAIN RD | 2020-06-09 | Issued | Residential | Electrical Permit | Other | replace 200 amp panel-installing 20 amp circuit panel-like for like | 3900 | - | - | - | - | - | MICHAEL & SON SERVICES INC | 1407 CUMMINGS DR | RICHMOND | VA | 23220
ELE2020-01758 | 801-704-7889 | 1116 NORTHBURY AVE | 2020-06-09 | Issued | Residential | Electrical Permit | Other | replace 200 amp panel-installing 30 amp circuit panel-like for like | 4000 | - | - | - | - | - | MICHAEL & SON SERVICES INC | 1407 CUMMINGS DR | RICHMOND | VA | 23220
ELE2020-01759 | 791-752-7135 | 5911 BONNEAU RD | 2020-06-09 | Issued | Residential | Electrical Permit | Other | replace 200 amp panel-panel-like for like | 2700 | - | - | - | - | - | MICHAEL & SON SERVICES INC | 1407 CUMMINGS DR | RICHMOND | VA | 23220
ELE2020-01760 | 756-747-4130 | 8305 MICHAEL RD | 2020-06-09 | Issued | Residential | Electrical Permit | Other | INSTALLING 30 AMP CIRCUIT FOR WATER HEATER | 800 | - | - | - | - | - | MICHAEL & SON SERVICES INC | 1407 CUMMINGS DR | RICHMOND | VA | 23220
ELE2020-01761 | 812-719-7783 | 4105 S LABURNUM AVE | 2020-06-12 | Inspection | Commercial | Electrical Permit | Other | TEMP SERVICE ONLY FOR CONSTRUCTION | 3000 | INDEPENDENCE CONST CO OF VA | 301 CLEVELAND PL | VA BEACH | VA | 23462 | QUALITY ELECTRIC | 6102 FLINSTONE AVE | BARBOURSVILLE | VA | 22923
ELE2020-01762 | 750-743-3867 | 1217 CONDOVER RD | 2020-06-09 | Issued | Residential | Electrical Permit | Addition of Service | Wire 22kw w/200A ATS | 2450 | - | - | - | - | - | M W BUTLER ELECTRICAL LLC | 8420 MEADOWBRIDGE RD | MECHANICSVILLE | VA | 23111
ELE2020-01763 | 815-711-4868 | 4717 EUBANK RD | 2020-06-11 | Issued | Commercial | Electrical Permit | Addition of Service | INSTALL POWER AND COMPONENTS ASSOCIATED TO NEW SPRINKLER HOTBOX AS SHOWN ON PLANS | 4725 | - | - | - | - | - | VSC FIRE & SECURITY INC | 9424-J ATLEE COMMERCE BLVD | ASHLAND | VA | 23005
ELE2020-01764 | 792-746-1352 | 304 O'BRIEN RD | 2020-06-11 | Issued | Residential | Electrical Permit | Solar Install | Install of Flush Roof Mounted Solar PV System, System Size: 4.48 kWp DC | 16796 | SIGORA SOLAR LLC | 1222 HARRIS ST | CHARLOTTESVILLE | VA | 22903 | SIGORA SOLAR LLC | PO BOX 7543 | CHARLOTTESVILLE | VA | 22906
ELE2020-01765 | 750-774-2812 | 5008 AMBERWELL PL | 2020-06-11 | Finaled | Residential | Electrical Permit | Solar Install | Install of Flush Roof Mounted Solar PV System, System Size: 5.76 kWp DC | 20000 | SIGORA SOLAR LLC | P O BOX 7543 | CHARLOTTESVILLE | VA | 22906 | SIGORA SOLAR LLC | PO BOX 7543 | CHARLOTTESVILLE | VA | 22906
ELE2020-01766 | 810-731-6033 | 1725 HARVEST GROVE LANE | 2020-06-09 | Issued | Residential | Electrical Permit | New Service | WIRE NEW HOME | 3500 | RYAN HOMES | 7501 BOULDERS VIEW DRIVE | RICHMOND | VA | 23225 | R K NEWMAN | 14224 POST MILL DR | MIDLOTHIAN | VA | 23238
ELE2020-01767 | 810-730-6398 | 3916 ALDERLEAF LN | 2020-06-09 | Issued | Residential | Electrical Permit | New Service | WIRE NEW HOME | 3500 | RYAN HOMES | 7501 BOULDERS VIEW DRIVE | RICHMOND | VA | 23225 | R K NEWMAN | 14224 POST MILL DR | MIDLOTHIAN | VA | 23238
ELE2020-01768 | 810-731-7169 | 3801 ALDERLEAF LN | 2020-06-09 | Issued | Residential | Electrical Permit | New Service | WIRE NEW HOME | 3500 | RYAN HOMES | 7501 BOULDERS VIEW DRIVE | RICHMOND | VA | 23225 | R K NEWMAN | 14224 POST MILL DR | MIDLOTHIAN | VA | 23238
ELE2020-01769 | 811-731-7168 | 1904 GLENWILTON DR | 2020-06-09 | Issued | Residential | Electrical Permit | New Service | WIRE NEW HOME | 102 | RYAN HOMES | 7501 BOULDERS VIEW DRIVE | RICHMOND | VA | 23225 | R K NEWMAN | 14224 POST MILL DR | MIDLOTHIAN | VA | 23238
ELE2020-01770 | 811-731-1456 | 1820 HARVEST GROVE LN | 2020-06-09 | Issued | Residential | Electrical Permit | New Service | WIRE NEW HOME | 3500 | RYAN HOMES | 7501 BOULDERS VIEW DRIVE | RICHMOND | VA | 23225 | R K NEWMAN | 14224 POST MILL DR | MIDLOTHIAN | VA | 23238
ELE2020-01771 | 810-731-9936 | 1801 HARVEST GROVE LN | 2020-06-09 | Issued | Residential | Electrical Permit | New Service | WIRE NEW HOME | 3500 | RYAN HOMES | 7501 BOULDERS VIEW DRIVE | RICHMOND | VA | 23225 | R K NEWMAN | 14224 POST MILL DR | MIDLOTHIAN | VA | 23238
ELE2020-01772 | 810-731-9549 | 1800 HARVEST GROVE LN | 2020-06-09 | Issued | Residential | Electrical Permit | New Service | WIRE NEW HOME | 3500 | RYAN HOMES | 7501 BOULDERS VIEW DRIVE | RICHMOND | VA | 23225 | R K NEWMAN | 14224 POST MILL DR | MIDLOTHIAN | VA | 23238
ELE2020-01773 | 761-757-7046 | 2809 DARNELL RD | 2020-06-15 | Inspection | Residential | Electrical Permit | Other | 17 roof mounted modules-grid tied 5.44 KW with energy storage-solar installation on existing residence | 52497.6 | - | - | - | - | - | POWER HOME SOLAR | 919 N MAIN STREET | MOORESVILLE | NC | 28115
ELE2020-01774 | 750-772-1707 | 10835 HOLMAN RIDGE RD | 2020-06-09 | Issued | Residential | Electrical Permit | New Service | WIRE NEW HOUSE | 5000 | HHHUNT HOMES LLC | 11237 NUCKOLS ROAD | GLEN ALLEN | VA | 23059 | CR PHILLIPS ELEC CONTRACTORS | 10996 LEADBETTER ROAD | ASHLAND | VA | 23005
ELE2020-01776 | 773-747-8402 | 6111 STAPLES MILL RD | 2020-06-11 | Issued | Commercial | Electrical Permit | Upgrade Service | UPGRADE SERVICE TO 600 AMP - 3 ELECTRICAL PANEL | 7000 | - | - | - | - | - | HANDAL ELECTRIC | 6436 PHOEBUS DR | CHESTERFIELD | VA | 23234
ELE2020-01777 | 750-747-6768 | 9402 RHONDA DR | 2020-06-16 | Issued | Residential | Electrical Permit | Addition of Service | Wire renovated patio/pavillion. Install 2 ceiling fans, 2 receptacles, 2 switches & power for gas logs ON HOLD - BLD PERMIT NOT ISSUED | 1300 | CB CHANDLER CONSTRUCTION | 8405 GLAZEBROOK AVE | RICHMOND | VA | 23228 | CB CHANDLER CONSTRUCTION | 8405 GLAZEBROOK AVE | RICHMOND | VA | 23228
ELE2020-01778 | 735-761-8792 | 12651 THREE CHOPT RD | 2020-06-11 | Issued | Commercial | Electrical Permit | Other | wire swimming pool | 16273 | GREYSTAR CONST & DEV LP | 750 BERING DR STE 400 | HOUSTON | TX | 77057 | B & B BUILDING SYSTEMS INC | 9982 LICKINGHOLE RD | ASHLAND | VA | 23005
ELE2020-01779 | 784-766-9267 | 904 FRANCIS RD | 2020-06-10 | Issued | Residential | Electrical Permit | New Service | Wire new single family dwelling w/ 200 amp service | 6000 | STEPHEN THOMAS CORPORATION | 3601 MAYLAND CT | RICHMOND | VA | 23233 | TRIBBLE ELECTRIC INC | 1575 MOUNTAIN RD | GLEN ALLEN | VA | 23060
ELE2020-01780 | 802-726-6717 | 2708 CUSHING DR | 2020-06-10 | Issued | Residential | Electrical Permit | Addition of Service | Service entry line replacement, HVAC line connection, additional outlets, additional lighting, splice repair breaker replacement and addition. | 2000 | - | - | - | - | - | HILL | 2205 W. PROVIDENCE CT. | NORTH CHESTERFIELD | VA | 23236
ELE2020-01781 | 741-758-7121 | 3710 GLADES END LN | 2020-06-10 | Issued | Residential | Electrical Permit | Other | Install receptacles, switches, and ceiling fans for screen porch | 1200 | LWH CONSTRUCTION INC | 6231 OTTERDALE RD | MOSELEY | VA | 23120 | TRADEMARK SERVICES | 13300 SECOND BRANCH RD | CHESTERFIELD | VA | 23838
ELE2020-01782 | 804-694-2776 | 7307 ALVIS PL | 2020-06-10 | Issued | Residential | Electrical Permit | Addition of Service | Install 22KW gas generator, 200 amp ATS | 9500 | - | - | - | - | - | WOODFIN HEATING | 1823 N HAMILTON ST | RICHMOND | VA | 23230
ELE2020-01783 | 745-735-2697 | 9123 CARTERHAM RD | 2020-06-10 | Issued | Residential | Electrical Permit | Addition of Service | Install 25 KW natural gas generator, (2) 150 amp ATS | 9500 | - | - | - | - | - | WOODFIN HEATING | 1823 N HAMILTON ST | RICHMOND | VA | 23230
ELE2020-01784 | 779-748-4712 | 2511 WILLIAMS ST | 2020-06-10 | Issued | Residential | Electrical Permit | Addition of Service | Install dedicated circuit for mini split | 300 | - | - | - | - | - | WOODFIN HEATING | 1823 N HAMILTON ST | RICHMOND | VA | 23230
ELE2020-01785 | 806-693-0765 | 7405 SETTLERS RIDGE CT | 2020-06-10 | Issued | Residential | Electrical Permit | Addition of Service | Install 22 kw natural gas generator, 200 amp ATS | 9500 | - | - | - | - | - | WOODFIN HEATING | 1823 N HAMILTON ST | RICHMOND | VA | 23230
ELE2020-01786 | 740-737-8833 | 9803 KINGSBRIDGE RD | 2020-06-10 | Issued | Residential | Electrical Permit | Addition of Service | Install dedicated circuit for mini split | 300 | - | - | - | - | - | WOODFIN HEATING | 1823 N HAMILTON ST | RICHMOND | VA | 23230
ELE2020-01787 | 765-763-8239 | 10104 STAPLES MILL RD | 2020-06-10 | Finaled | Residential | Electrical Permit | Other | INSTALLATION OF IN GROUND POOL PUMP & BONDING | 2000 | - | - | - | - | - | LIGHTHOUSE ELECTRICAL LLC | 9046 PROLONGE LN | MECHANICSVILLE | VA | 23116
ELE2020-01788 | 738-777-1649 | 12300 ASHTON MILL TER | 2020-06-10 | Inspection | Residential | Electrical Permit | Other | Wwire new bathroom 2nd floor-relocate outlets & lighting existing bathroom | 2800 | HUFF CONSTRUCTION INC | 13613 SILVERDUST LN | CHESTER | VA | 23836 | WILSON ELECTRIC INC | 6700 WEST QUAKER ROAD | DISPUTANTA | VA | 23842
ELE2020-01789 | 778-745-2056 | 5517 WOODROW TER | 2020-06-10 | Inspection | Residential | Electrical Permit | Other | wire bathroom | 800 | RIVERSIDE BUILDERS LLC | 130 SWIFT CREEK LN | COLONIAL HEIGHTS | VA | 23834 | WILSON ELECTRIC INC | 6700 WEST QUAKER ROAD | DISPUTANTA | VA | 23842
ELE2020-01790 | 748-751-6245 | 2104 BOARDMAN LN | 2020-06-16 | Issued | Residential | Electrical Permit | Other | wire detached garage-upgrade house service from 200 a to 400 a with 200 a feeding new garage | 3000 | B & D HAULING | P O BOX 682 | POWHATAN | VA | 23139 | CRAVEN ELECTRICAL SERVICES INC | 4811 BETHLEHEM RD | RICHMOND | VA | 23230
ELE2020-01791 | 760-740-1901 | 7625 ROCK CREEK RD | 2020-06-11 | Inspection | Residential | Electrical Permit | Other | install 100 amp sub panel for pool equip-electrical included-pool light-pool pump-gas heater-pool bonding & outlets | 5800 | JOPA COMPANY | 8711 W BROAD ST | HENRICO | VA | 23294 | ACCENT ELECTRIC INC | 10118 DEEPWOOD CIR | HENRICO | VA | 23238
ELE2020-01792 | 745-737-8665 | 9314 BRAMALL RD | 2020-06-12 | Inspection | Commercial | Electrical Permit | New Service | INSTALL (1) 100 AMP ELECT4RICAL SERVICE | 2500 | KCI CONSTRUCTION SERVICES LLC | KCI COMMUNICATIONS INFRASTRUCT | HANOVER | MD | 21076 | A PLUS ELECTRICAL LLC | 237 SCHOOLHOUSE RD | FARMVILLE | VA | 23901
ELE2020-01793 | 743-741-9260 | 706 N GASKINS RD | 2020-06-12 | Finaled | Commercial | Electrical Permit | Other | install 91) 100 amp underground electrical service & underground conductors from power company transformer to meter enclosure for verizon small cell | 8590 | - | - | - | - | - | A PLUS ELECTRICAL LLC | 237 SCHOOLHOUSE RD | FARMVILLE | VA | 23901
ELE2020-01794 | 811-687-3741 | 8059 VARINA RD | 2020-06-15 | Issued | Residential | Electrical Permit | Other | install outlets-lights-connections for heat pump & airhandler-breaker panel** AMEND-06/22/2020-add service-meter & power from pole** | 3595 | OWNER-BRYAN POLO | - | - | - | - | - | - | - | - | -
ELE2020-01795 | 758-740-0798 | 8009 PATTERSON AVE | 2020-06-11 | Issued | Residential | Electrical Permit | New Service | new dwelling | 7500 | DESIGNER RENOVATIONS INC | 8320 WALDRON WAY | MECHANICSVILLE | VA | 23111 | SUPERIOR ELECTRICAL SERVICES | 300 DEFENSE AVE | SANDSTON | VA | 23150
ELE2020-01796 | 766-738-4274 | 1002 PINE RIDGE RD | 2020-06-11 | Issued | Residential | Electrical Permit | Other | wire new sunroom to code-1 outside light-1 ceiling light-2 sconce lights-6 outlets | 1500 | JAMES RIVER CONSTRUCTION LLC | 8728 FOREST HILL AVE | RICHMOND | VA | 23235 | SUPERIOR ELECTRICAL SERVICES | 300 DEFENSE AVE | SANDSTON | VA | 23150
ELE2020-01797 | 742-745-3205 | 1515 MONMOUTH DR | 2020-06-12 | Issued | Residential | Electrical Permit | Other | wire for lights & receptacles for remodel | 10000 | 4 JOHNS INVESTMENTS LLC | 13412 ELLERTON CT | MIDLOTHIAN | VA | 23113 | C & L ELECTRIC COMPANY INC | 6500 DICKENS PLACE | RICHMOND | VA | 23230
ELE2020-01798 | 774-762-2237 | 1809 BLACKBURN RD | 2020-06-15 | Finaled | Commercial | Electrical Permit | Other | REPLACE 4 GANG METER BASE | 975 | - | - | - | - | - | TOLLEY ELECTRICAL CORP | 10981 RICHARDSON RD | ASHLAND | VA | 23005
ELE2020-01799 | 741-768-4710 | 5205 HARVEST GLEN DR | 2020-06-11 | Inspection | Residential | Electrical Permit | Other | WIRE BASEMENT | 3000 | THETA HOMES LLC | 1941 NORMANDSTON DR | MIDLOTHIAN | VA | 23113 | CLARKES ELECTRIC | P O BOX 72623 | NORTH CHESTERFIELD | VA | 23235
ELE2020-01800 | 821-699-1403 | 6888 MONAHAN RD | 2020-06-11 | Finaled | Residential | Electrical Permit | Other | relocating existing outdoor 200 amp panel-install 200 amp disconnect & install new 200 amp panel in bedroom | 1200 | - | - | - | - | - | SUPERIOR ELECTRICAL SERVICES | 300 DEFENSE AVE | SANDSTON | VA | 23150
ELE2020-01802 | 752-738-9045 | 508 CEDARBROOKE LN | 2020-06-11 | Issued | Residential | Electrical Permit | Addition of Service | INSTALL 20 KW GENERATOR WITH 200 AMP AUTOMATIC TRANSFER SWITCH | 8000 | - | - | - | - | - | BRADLEY MECHANICAL | 7830 COURTHOUSE THREE LN | N CHESTERFIELD | VA | 23237
ELE2020-01803 | 771-758-2856 | 9119 MAYFAIR AVE | 2020-06-11 | Inspection | Residential | Electrical Permit | Upgrade Service | UPGRADE SERVICE TO 200 AMP | 900 | - | - | - | - | - | DAVID S WILLIAMS ELECTRICAL CONST | 8307 HOOD DR | RICHMOND | VA | 23227
ELE2020-01804 | 774-745-3876 | 5801 STAPLES MILL RD | 2020-06-15 | Issued | Commercial | Electrical Permit | Tenant Upfit - Existing | TENANT UPFIT | 15000 | LOUGHRIDGE & COMPANY LLC | 5711 STAPLES MILL RD | RICHMOND | VA | 23228 | HILL ELECTRICAL INC | 8553 MEADOWBRIDGE RD | MECHANICSVILLE | VA | 23111
ELE2020-01805 | 740-751-1549 | 2316 EAGLES VIEW TER | 2020-06-11 | Issued | Residential | Electrical Permit | Other | REPLACE EXISTING ELECTRICAL PANEL | 100 | - | - | - | - | - | - | - | - | - | -
ELE2020-01806 | 741-771-9375 | 11036 ELLIS MEADOWS LN | 2020-06-12 | Issued | Residential | Electrical Permit | New Service | Wire new single family home | 9000 | BRADFORD HOMES INC | PO BOX 3943 | RICHMOND | VA | 23235 | TAYLOR & BARR ELEC CONT | 804 E NINE MILE RD | HENRICO | VA | 23075
ELE2020-01807 | 847-710-3550 | 3930 SENIOR LN | 2020-06-12 | Issued | Residential | Electrical Permit | New Service | wire new single family dwelling | 6000 | ED JOHNSTON & CO INC | 107 BEAUREGARD AVE | HENRICO | VA | 23075 | TAYLOR & BARR ELEC CONT | 804 E NINE MILE RD | HENRICO | VA | 23075
ELE2020-01808 | 804-737-4429 | 2450 NEALE ST | 2020-06-19 | Issued | Commercial | Electrical Permit | Other | INSTALL NEW SERVICE AND SITE LIGHTING | 95000 | - | - | - | - | - | - | - | - | - | -
ELE2020-01809 | 857-704-2070 | 6325 WHITE OAK RD | 2020-06-15 | Issued | Residential | Electrical Permit | Other | install of flush roof mounted solar pv system-system size: 10.88 kWp DC | 44764 | - | - | - | - | - | SIGORA SOLAR LLC | PO BOX 7543 | CHARLOTTESVILLE | VA | 22906
ELE2020-01811 | 743-737-4086 | 9605 CARTERWOOD RD | 2020-06-12 | Finaled | Residential | Electrical Permit | Other | INSTALL A 30A DISCONNECT FOR SAUNA-INSTALL RECEPTACLE FOR SECOND FLOOR BATH | 800 | - | - | - | - | - | TRILOGY ELECTRIC | 6505 BOYDTON PLANK RD | N DINWIDDIE | VA | 23803
ELE2020-01812 | 804-701-6402 | 1473 CHATSWORTH RD | 2020-06-12 | Finaled | Residential | Electrical Permit | Other | REPLACE EXISTING METER BASE-UPGRADE METER TO 200 AMP | 100 | - | - | - | - | - | - | - | - | - | -
ELE2020-01813 | 755-742-6294 | 8409 HOLLY HILL RD | 2020-06-12 | Inspection | Residential | Electrical Permit | Other | move floodlight-add ceiling fan mount-add exterior outlet for new screened in porch | 800 | RIVERSIDE RENOVATIONS LLC | 3920 MONUMENT AVE | RICHMOND | VA | 23230 | - | - | - | - | -
ELE2020-01814 | 761-771-5694 | 11008 SPRINGFIELD CT | 2020-06-12 | Issued | Residential | Electrical Permit | Other | INSTALL 2 CIRCUITS & RECEPTACLES FOR NEW JES EQUIP | 400 | JES CONSTRUCTION | 2410 SOUTHLAND DR | CHESTER | VA | 23831 | LEGACY ELECTRICAL LLC | 1533 SWIFTWOOD DR | POWHATAN | VA | 23139
ELE2020-01815 | 734-781-9479 | 12453 DONAHUE RD | 2020-06-12 | Issued | Residential | Electrical Permit | New Service | NEW DWELLING | 6250 | - | - | - | - | - | - | - | - | - | -
ELE2020-01816 | 816-717-3498 | 4571 S LABURNUM AVE | 2020-06-15 | Issued | Commercial | Electrical Permit | Tenant Upfit - Existing | LOW VOLTAGE WIRING FOR MECHANICAL CONTROLS | 185000 | FRAMPTON CONSTRUCTION | 4500 CAMERON VALLEY PKWY | CHARLOTTE | NC | 28211 | COLONIAL WEBB CONTRACTORS | 2820 ACKLEY AVE | HENRICO | VA | 23228
ELE2020-01817 | 764-772-1469 | 11004 WINGSTEM CT | 2020-06-12 | Finaled | Residential | Electrical Permit | Other | INSTALL 16KW GENERATOR & 200 AMP SWITCH | 9000 | - | - | - | - | - | VIRGINIA POWER SOLUTIONS | 10102 WHITESEL RD | ASHLAND | VA | 23005
ELE2020-01818 | 745-740-0120 | 1113 MARNEY CT | 2020-06-15 | Finaled | Commercial | Electrical Permit | Other | INSTALL 100 AMP METER & PANEL FOR VERIZON WIRELESS | 2000 | - | - | - | - | - | WIRED LLC | 45 WRIGHTS LANE | RADIANT | VA | 22732
ELE2020-01819 | 739-738-6935 | 10001 RIVER RD | 2020-06-15 | Issued | Commercial | Electrical Permit | Other | INSTALL 100 AMP METER & PANEL FOR VERIZON WIRELESS | 2000 | KCI CONSTRUCTION SERVICES LLC | KCI COMMUNICATIONS INFRASTRUCT | HANOVER | MD | 21076 | WIRED LLC | 45 WRIGHTS LANE | RADIANT | VA | 22732
ELE2020-01820 | 743-738-3549 | 9609 GEORGE'S BLUFF RD | 2020-06-15 | Finaled | Commercial | Electrical Permit | Other | INSTALL 100 AMP METER & PANEL FOR VERIZON WIRELESS | 2000 | KCI CONSTRUCTION SERVICES LLC | KCI COMMUNICATIONS INFRASTRUCT | HANOVER | MD | 21076 | WIRED LLC | 45 WRIGHTS LANE | RADIANT | VA | 22732
ELE2020-01821 | 771-777-6650 | 11855 GREENWOOD RD | 2020-06-12 | Finaled | Residential | Electrical Permit | Other | wire swcreened porch with-switched ceiling fan-4 recessed lights with dimmer switch-1 exterior flood light-1exterior receptacle | 1000 | BNW BUILDERS LLC | 8601 STAPLES MILL RD | RICHMOND | VA | 23228 | WYLD & COMPANY LLC | P.O. BOX 28218 | HENRICO | VA | 23228
ELE2020-01822 | 750-761-3122 | 4135 INNESBROOK RD | 2020-06-16 | Issued | Residential | Electrical Permit | Other | upgrade elec svce & panel to 200 amp-install disconnect-wire HVAC airhandler & condenser | 1500 | - | - | - | - | - | - | - | - | - | -
ELE2020-01823 | 824-712-5473 | 1 RICHARD E BYRD TERMINAL D | 2020-06-19 | Issued | Commercial | Electrical Permit | Change of Service | REPLACE TWO EXISTING GENERATORS AND INSTALL ONE NEW GENERATOR | 35000 | - | - | - | - | - | COMMONWEALTH ELECTRIC CO., INC | 7349 BEULAH CHURCH RD | MECHANICSVILLE | VA | 23111
ELE2020-01824 | 752-739-1406 | 601 N PARHAM RD | 2020-06-22 | Issued | Commercial | Electrical Permit | New Service | new 3 story senior living facility consisting of 150 dwelling units with commercial kichen-support & amenity spaces | 2800000 | BRINKMANN CONSTRUCTORS | 16650 CHESTERFIELD GROVE RD | CHESTERFIELD | MO | 63005 | DAVIS & GREEN INC | 132 BRANDON RD | RICHMOND | VA | 23224
ELE2020-01825 | 747-774-0162 | 120 EASTSHORE DR | 2020-06-18 | Inspection | Commercial | Electrical Permit | Tenant Upfit - Existing | run low voltage voice & data-wiring in plenum cdiling-no fire wall penetration | 41000 | CAPITAL CONSTRUCTION GROUP | 3136 HUGUENOT TRAIL | POWHATAN | VA | 23139 | - | - | - | - | -
ELE2020-01826 | 750-765-9452 | 4551 COX RD | 2020-06-15 | Issued | Commercial | Electrical Permit | Tenant Upfit - Existing | INSTALL ELECTRICAL WIRING AS PER DRAWINGS | 14950 | HIGHWOODS PROPERTIES | - | - | - | - | BECKSTOFFER-WELSH INC | 2020 SLEDD ST | RICHMOND | VA | 23220
ELE2020-01827 | 755-740-4294 | 8409 GLENDALE DR | 2020-06-15 | Inspection | Residential | Electrical Permit | Addition of Service | INSTALL WIRING FOR BATHROOM RENOVATION | 2000 | RIC DESIGN BUILD LLC | 1520 W MAIN ST | RICHMOND | VA | 23220 | WINDMILL ELECTRIC CO INC | 5482 MCCLELLAN RD | MECHANICSVILLE | VA | 23111
ELE2020-01828 | 750-772-2211 | 10839 HOLMAN RIDGE RD | 2020-06-15 | Issued | Residential | Electrical Permit | New Service | WIRE NEW HOUSE | 7000 | H H HUNT HOMES | 11237 NUCKOLS ROAD | GLEN ALLEN | VA | 23059 | CR PHILLIPS ELEC CONTRACTORS | 10996 LEADBETTER ROAD | ASHLAND | VA | 23005
ELE2020-01829 | 750-772-5236 | 10862 HOLMAN RIDGE RD | 2020-06-15 | Inspection | Residential | Electrical Permit | Addition of Service | Install 6 outlets in seating areal of patio | 600 | - | - | - | - | - | OWNER | - | - | - | -
ELE2020-01830 | 773-739-3547 | 2010 LIBBIE LAKE WEST ST | 2020-06-16 | Finaled | Commercial | Electrical Permit | New Service | wire new 200 amp house panel service-baseboard heat-sprinkler in closet | 1377.62 | GUMENICK HOMEBUILDING LLC | 4901 LIBBIE MILL EAST BLVD | RICHMOND | VA | 23230 | TRIBBLE ELECTRIC INC | 1575 MOUNTAIN RD | GLEN ALLEN | VA | 23060
ELE2020-01831 | 782-772-5730 | 10978 LITTLE FIVE LOOP | 2020-06-15 | Issued | Residential | Electrical Permit | New Service | WIRE NEW DWELLING | 6200 | LEGAULT HOMES LLC | 5243 HICKORY PARK DR | RICHMOND | VA | 23059 | P&M ELECTRIC | P.O. BOX 1806 | MIDLOTHIAN | VA | 23113
ELE2020-01832 | 811-731-2716 | 3817 SEASONS LN | 2020-06-15 | Issued | Residential | Electrical Permit | New Service | WIRE NEW HOME | 3500 | RYAN HOMES | 7501 BOULDERS VIEW DRIVE | RICHMOND | VA | 23225 | - | - | - | - | -
ELE2020-01833 | 810-730-8869 | 3745 SEASONS LN | 2020-06-15 | Issued | Residential | Electrical Permit | New Service | WIRE NEW HOME | 3500 | RYAN HOMES | 7501 BOULDERS VIEW DRIVE | RICHMOND | VA | 23225 | R K NEWMAN | 14224 POST MILL DR | MIDLOTHIAN | VA | 23238
ELE2020-01834 | 810-730-8390 | 3744 SEASONS LN | 2020-06-15 | Issued | Residential | Electrical Permit | New Service | WIRE NEW HOME | 3500 | RYAN HOMES | 7501 BOULDERS VIEW DRIVE | RICHMOND | VA | 23225 | R K NEWMAN | 14224 POST MILL DR | MIDLOTHIAN | VA | 23238
ELE2020-01835 | 773-736-6272 | 1601 WILLOW LAWN DR | 2020-06-15 | Inspection | Commercial | Electrical Permit | Other | Install 2 dispensers-1 power cabinet-switchgear-transformer-120 panel-meter box for EVGO electric vehicle charging stations in parking lot-stank alone -no bld structure | 89923.62 | - | - | - | - | - | AIVEN | 11035 GOLF LINKS DR | CHARLOTTE | NC | 28277
ELE2020-01837 | 785-745-8737 | 5231 BROOK RD | 2020-06-15 | Issued | Commercial | Electrical Permit | Other | Install 2 dispensers-1 power cabinet-switchgear-transformer-120 panel-meter box for EVGO electric vehicle charging stations in parking lot-stank alone -no bld structure | 130000 | - | - | - | - | - | AVIEN | 11035 GOLF LINK DR | CHARLOTTE | VA | 28277
ELE2020-01838 | 768-749-1471 | 3313 HAWKINS RD | 2020-06-16 | Issued | Residential | Electrical Permit | Other | Install (1) 22 KW automatic standby with (1) 200 AMP ATS | 8700 | - | - | - | - | - | HAYNIE ELECTRICAL SERVICES INC | 400 TURNER RD | RICHMOND | VA | 23225
ELE2020-01839 | 767-738-7091 | 6219 MONUMENT AVE | 2020-06-16 | Issued | Residential | Electrical Permit | Other | Install 20KW generator with 200 AMP automatic transfer switch | 10000 | - | - | - | - | - | BRADLEY MECHANICAL | 7830 COURTHOUSE THREE LN | N CHESTERFIELD | VA | 23237
ELE2020-01840 | 737-750-8749 | 2100 RIDGEFIELD GREEN WAY | 2020-06-16 | Issued | Residential | Electrical Permit | Other | Install 14KW generator with 200 AMP automatic transfer switch | 7000 | - | - | - | - | - | - | - | - | - | -
ELE2020-01841 | 761-766-7033 | 5008 TOPPING LN | 2020-06-16 | Finaled | Residential | Electrical Permit | Other | wire screen porch-1 ceiling fan-1 flood light- 2 gfci receptacles | 800 | SUNDECKS OF RICHMOND,INC | 607 FORDS RD | MANAKIN | VA | 23103 | CAPITAL CITY ELEC SERVICES | 11400 WOODFORD CT | GLEN ALLEN | VA | 23059
ELE2020-01842 | 736-766-9337 | 4560 PAXTON GLEN DR | 2020-06-16 | Issued | Residential | Electrical Permit | New Service | new dwelling | 12000 | KITTRELL COMPANY | 6327 MALLORY DR | HENRICO | VA | 23226 | LIBERTY ELECTRICAL CO, INC | PO BOX 6203 | RICHMOND | VA | 23230
ELE2020-01843 | 757-743-5497 | 1500 MICHAELS RD | 2020-06-18 | Issued | Residential | Electrical Permit | New Service | NEW DWELLING | 9000 | - | - | - | - | - | - | - | - | - | -
ELE2020-01844 | 809-720-0057 | 505 MASONIC LN | 2020-06-19 | Issued | Residential | Electrical Permit | Other | upgrade service to 200 amp-rewire entire house | 3000 | MUNN | 11924 CATER'S GARDEN TER. | CHESTERFIELD | VA | 23838 | WEST GREEN ELECTRIC USA LLC | 10571 MOUNTAIN GATE WAY | GLEN ALLEN | VA | 23060
ELE2020-01845 | 735-753-8664 | 2817 CHURCH CREEK PL | 2020-06-16 | Issued | Residential | Electrical Permit | Other | Install a new 42 space panel damaged from loose connections overheating. | 2300 | - | - | - | - | - | WOODFIN HEATING INC | 1823 N HAMILTON ST | RICHMOND | VA | 23230
ELE2020-01846 | 803-705-9961 | 6214 PICCADILLY RD | 2020-06-29 | Inspection | Residential | Electrical Permit | Addition of Service | Wire tiny room addition. 4 - receptacles, 2 - lights. | 950 | FMJ &SON LLC | 7780 STRATH RD | HENRICO | VA | 23231 | MILLS ELECTRIC CO INC | 407-B NINE MILE RD | HENRICO | VA | 23075
ELE2020-01848 | 746-738-9943 | 603 WISHART CIR | 2020-06-17 | Issued | Residential | Electrical Permit | Change of Service | SERVICE CHANGE | 1600 | - | - | - | - | - | C & L ELECTRIC COMPANY INC | 6500 DICKENS PLACE | RICHMOND | VA | 23230
ELE2020-01849 | 736-769-4352 | 12255 PORSCHE DR | 2020-06-16 | Issued | Residential | Electrical Permit | New Service | install electrical & low voltage wiring for new construction-add tv-phone-data-security | 4500 | STANLEY MARTIN COMPANIES,LLC | 5030 SADLER PLACE | GLEN ALLEN | VA | 23060 | FRANKLIN ELECTRIC COMPANY INC | 111 JULIAD CT | FREDERICKSBURG | VA | 22406
ELE2020-01850 | 736-769-8987 | 12276 PORSCHE DR | 2020-06-16 | Issued | Residential | Electrical Permit | New Service | install electrical & low voltage wiring for new construction-add tv-phone-data-security | 4500 | STANLEY MARTIN COMPANIES,LLC | 5030 SADLER PLACE | GLEN ALLEN | VA | 23060 | FRANKLIN ELECTRIC COMPANY INC | 111 JULIAD CT | FREDERICKSBURG | VA | 22406
ELE2020-01851 | 750-750-2052 | 1817 PEMBERTON RIDGE CT | 2020-06-18 | Issued | Residential | Electrical Permit | New Service | NEW DWELLING | 1850 | RYAN HOMES | 7501 BOULDERS VIEW DRIVE | RICHMOND | VA | 23225 | BENFIELD ELECTRIC CO INC | 12021 WILTON MEADOWS CT | MANASSAS | VA | 20109
ELE2020-01852 | 763-768-2749 | 3628 GRACIE LN | 2020-06-18 | Issued | Residential | Electrical Permit | New Service | new dwelling | 1600 | RYAN HOMES | 7501 BOULDERS VIEW DRIVE | RICHMOND | VA | 23225 | BENFIELD ELECTRIC CO INC | 12021 WILTON MEADOWS CT | MANASSAS | VA | 20109
ELE2020-01854 | 763-765-3636.097 | 5022 LEWISETTA DR | 2020-06-16 | Issued | Residential | Electrical Permit | Other | install 22kw generator. 200 amp ats | 9500 | - | - | - | - | - | WOODFIN HEATING | 1823 N HAMILTON ST | RICHMOND | VA | 23230
ELE2020-01855 | 811-716-4064 | 4503 EASTOVER AVE | 2020-06-18 | Issued | Residential | Electrical Permit | Change of Service | Install receptacle for washer & dryer, install 4 new receptacles, replace 3 existing receptacles w/ GFI recptacles, install ceiling fan, upgrade to 200 amp service | 2600 | GARZON CONSTRUCTION, INC. | 1601 MAIDENS RD | MAIDENS | VA | 23102 | BEN JONES / GILBERT GARDENS (OWNER | 4500 EASTOVER AVE | HENRICO | VA | 23231
ELE2020-01856 | 770-737-8297 | 1204 LAKE AVE | 2020-06-18 | Issued | Residential | Electrical Permit | Other | run new wires for relocated mini split and heat pump | 2000 | - | - | - | - | - | WOODFIN HEATING | 1823 N HAMILTON ST | RICHMOND | VA | 23230
ELE2020-01857 | 768-779-2223 | 11620 ROLLING LEAF LN | 2020-06-18 | Issued | Residential | Electrical Permit | Other | run dedicated circuit for dehumidifier in attic | 300 | - | - | - | - | - | WOODFIN HEATING | 1823 N HAMILTON ST | RICHMOND | VA | 23230
ELE2020-01858 | 790-754-3980 | 909 WILAKA LN | 2020-06-18 | Issued | Residential | Electrical Permit | Other | run dedicated circuit for air handler. pre-wire circuit for future water heater | 1300 | - | - | - | - | - | WOODFIN HEATING | 1823 N HAMILTON ST | RICHMOND | VA | 23230
ELE2020-01859 | 808-688-4020 | 7924 FORTRESS PL | 2020-06-18 | Issued | Residential | Electrical Permit | Other | run dedicated circuit for acid neutralizer. run dedicated circuit for dehumidifier | 500 | - | - | - | - | - | WOODFIN HEATING | 1823 N HAMILTON ST | RICHMOND | VA | 23230
ELE2020-01860 | 752-750-6723 | 9203 CLAYMONT DR | 2020-06-18 | Issued | Residential | Electrical Permit | Other | run dedicated circuit for condenser | 500 | - | - | - | - | - | WOODFIN HEATING | 1823 N HAMILTON ST | RICHMOND | VA | 23230
ELE2020-01861 | 770-748-2488.000 | 7050 COACHMAN LN | 2020-06-19 | Issued | Commercial | Electrical Permit | Tenant Upfit - Existing | REPLACE FIXTURES & REPLACE WALL OUTLETS | 2500 | ALEX & SON CONTRACTOR LLC | 2015 W BROAD ST | RICHMOND | VA | 23220 | EMERGENCY ELECTRIC SERVICE & CONTRA | 9207 BROAD MEADOWS RD | GLEN ALLEN | VA | 23060
ELE2020-01862 | 837-718-1427 | 317 SILVER RIDGE CT | 2020-06-17 | Issued | Residential | Electrical Permit | New Service | wire new single family dwellling | 4900 | LIBERTY HOMES VA INC-2705170573 A | 8249 CROWN COLONY PKWY | MECHANICSVILLE | VA | 23116 | TAYLOR & BARR ELEC CONT | 804 E NINE MILE RD | HENRICO | VA | 23075
ELE2020-01863 | 804-697-3062 | 7028 WINTHROP ST | 2020-06-17 | Issued | Residential | Electrical Permit | New Service | wire new single family dwelling | 5000 | LIBERTY HOMES VA INC-2705170573 A | 8249 CROWN COLONY PKWY | MECHANICSVILLE | VA | 23116 | TAYLOR & BARR ELEC CONT | 804 E NINE MILE RD | HENRICO | VA | 23075
ELE2020-01864 | 842-699-0404 | 6724 CLUCK LN | 2020-06-17 | Issued | Residential | Electrical Permit | New Service | wire new single family dwelling | 5500 | LIBERTY HOMES VA INC-2705170573 A | 8249 CROWN COLONY PKWY | MECHANICSVILLE | VA | 23116 | TAYLOR & BARR ELEC CONT | 804 E NINE MILE RD | HENRICO | VA | 23075
ELE2020-01865 | 824-712-5473 | 5702 GULFSTREAM RD | 2020-06-23 | Issued | Commercial | Electrical Permit | Other | Replace a like for like 30 ton HVAC roof top unit; exhaust fan & a ductless mini split HVAC unit & make all reconnections | 5631 | - | - | - | - | - | MOORE'S ELECTRICAL & MECHANICAL | PO BOX 119 | ALTAVISTA | VA | 24517
ELE2020-01866 | 786-750-6602 | 5416 MOSS SIDE AVE | 2020-06-22 | Issued | Residential | Electrical Permit | Solar Install | Install of flush roof mounted solar pv system; system size: 7.68 kWpc DC | 27548 | SIGORA SOLAR LLC | P O BOX 7543 | CHARLOTTESVILLE | VA | 22906 | SIGORA SOLAR LLC | PO BOX 7543 | CHARLOTTESVILLE | VA | 22906
ELE2020-01867 | 773-750-1376 | 7609 COMPTON RD | 2020-06-23 | Issued | Commercial | Electrical Permit | Other | wire dedicated 120V 20 amp circuit to gate controller | 1500 | - | - | - | - | - | DAVIS & GREEN INC | PO BOX 35418 | RICHMOND | VA | 23235
ELE2020-01868 | 824-724-6376 | 133 N KALMIA AVE | 2020-06-22 | Issued | Residential | Electrical Permit | Other | re-run all wiring and putting a 200 amp service box in | 3900 | LB PROPERTIES 2 LLC-MARTIN JACKSON | 7400 BEAUFORT SPRINGS DR. | RICHMOND | VA | 23225 | - | - | - | - | -
ELE2020-01869 | 757-734-2766 | 115 GAYMONT RD | 2020-06-18 | Inspection | Residential | Electrical Permit | Other | trench from home to shed-install conduit & wire for power in the shed | 400 | - | - | - | - | - | - | - | - | - | -
ELE2020-01870 | 764-750-2115 | 2504 WISTAR ST | 2020-06-18 | Issued | Residential | Electrical Permit | Upgrade Service | PREPARE FOR SERVICE UPGRADE | 2000 | - | - | - | - | - | - | - | - | - | -
ELE2020-01871 | 804-704-5139 | 1421 SOUTHBURY AVE | 2020-06-18 | Inspection | Residential | Electrical Permit | New Service | WIRING NEW SINGLE FAMILY DWELLING | 4000 | R L ROBBINS CONST | 1706 MELLICK RIDGE RD | MANAKIN-SABOT | VA | 23103 | KING ELECTRIC CO INC | 5453 MANTILO CREEK RD | MECHANICSVILLE | VA | 23116
ELE2020-01872 | 746-737-0668 | 9311 BANDOCK RD | 2020-06-18 | Finaled | Residential | Electrical Permit | Other | change meter base-remove overhead service attachment & install new meterbase only-this is ordered by Va Dominion Power-noadditional work to underground service | 1200 | - | - | - | - | - | ELECTRICAL & LIGHTING SOLUTIONS | 2556 GAYTON CENTRE DRIVE | HENRICO | VA | 23238
ELE2020-01873 | 735-781-1089 | 12463 DONAHUE RD | 2020-06-25 | Issued | Residential | Electrical Permit | New Service | wire new dwelling | 6250 | BOONE HOMES INC | 129 BROAD STREET RD | MANAKIN SABOT | VA | 23103 | COMMONWEALTH WIRING SOLUTIONS | 12733 OAK LAKE COURT | MIDLOTHIAN | VA | 23112
ELE2020-01874 | 734-758-3198 | 13108 TRINITY PL | 2020-06-18 | Issued | Residential | Electrical Permit | Other | wire 240V circuiit from panel to newly installed heat pump system | 500 | - | - | - | - | - | JAMES RIVER AIR COND | 1905 WESTMORELAND ST | RICHMOND | VA | 23230
ELE2020-01875 | 734-759-4800 | 3414 RIDGEMERE DR | 2020-06-18 | Issued | Residential | Electrical Permit | Other | wire 240 V circuit from panel to newly installed mini0split system | 1000 | - | - | - | - | - | JAMES RIVER AIR COND | 1905 WESTMORELAND ST | RICHMOND | VA | 23230
ELE2020-01876 | 784-748-4256 | 1421 KERR DR | 2020-06-18 | Issued | Residential | Electrical Permit | New Service | install electrical & low voltage wiring for new construction-add tv-phone-data-security | 4500 | SM RICHMOND LLC | 5030 SADLER PLACE | GLEN ALLEN | VA | 23060 | FRANKLIN ELECTRIC COMPANY INC | 111 JULIAD CT | FREDERICKSBURG | VA | 22406
ELE2020-01877 | 784-748-4557 | 1419 KERR DR | 2020-06-18 | Issued | Residential | Electrical Permit | New Service | install electrical & low voltage wiring for new construction-add tv-phone-data-security | 4500 | SM RICHMOND LLC | 5030 SADLER PLACE | GLEN ALLEN | VA | 23060 | FRANKLIN ELECTRIC COMPANY INC | 111 JULIAD CT | FREDERICKSBURG | VA | 22406
ELE2020-01878 | 784-748-4757 | 1417 KERR DR | 2020-06-18 | Issued | Residential | Electrical Permit | New Service | install electrical & low voltage wiring for new construction-add tv-phone-data-security | 4500 | SM RICHMOND LLC | 5030 SADLER PLACE | GLEN ALLEN | VA | 23060 | FRANKLIN ELECTRIC COMPANY INC | 111 JULIAD CT | FREDERICKSBURG | VA | 22406
ELE2020-01879 | 784-748-4957 | 1415 KERR DR | 2020-06-18 | Issued | Residential | Electrical Permit | New Service | install electrical & low voltage wiring for new construction-add tv-phone-data-security | 4500 | SM RICHMOND LLC | 5030 SADLER PLACE | GLEN ALLEN | VA | 23060 | FRANKLIN ELECTRIC COMPANY INC | 111 JULIAD CT | FREDERICKSBURG | VA | 22406
ELE2020-01880 | 784-748-5158 | 1413 KERR DR | 2020-06-18 | Issued | Residential | Electrical Permit | New Service | install electrical & low voltage wiring for new construction-add tv-phone-data-security | 4500 | SM RICHMOND LLC | 5030 SADLER PLACE | GLEN ALLEN | VA | 23060 | FRANKLIN ELECTRIC COMPANY INC | 111 JULIAD CT | FREDERICKSBURG | VA | 22406
ELE2020-01881 | 809-719-5711 | 1007 OLD MASONIC LN | 2020-06-18 | Inspection | Residential | Electrical Permit | Upgrade Service | upgrade service to 200 amps-install new meter base & outdoor panel box | 450 | - | - | - | - | - | - | - | - | - | -
ELE2020-01882 | 767-767-8391 | 3200 GLEN LAKE DR | 2020-06-18 | Issued | Residential | Electrical Permit | Other | wire pool pump and equipment | 800 | AQUATIC CONCEPTS LLC | PO BOX 367 | OILVILLE | VA | 23129 | THREE PHASE CONSTRUCTION CO | 13429 NAMOZINE RD | AMELIA COURT HOUSE | VA | 23002
ELE2020-01883 | 761-754-2518 | 3201 SKIPWITH RD | 2020-06-22 | Inspection | Commercial | Electrical Permit | New Service | WIRE NEW DETAIL BUILDING | 53000 | KBS INC | 8050 KIMWAY DR | HENRICO | VA | 23228 | TATE & HILL INC | 2812 DECATUR ST | RICHMOND | VA | 23224
ELE2020-01884 | 747-757-3086 | 3417 COX RD | 2020-06-23 | Finaled | Commercial | Electrical Permit | Tenant Upfit - Existing | disconnect wiring for old hood/reconnect to new hood using existing cir wiring | 2000 | - | - | - | - | - | C & H ELECTRIC, INC | 1377-D ANDERSON HWY | POWHATAN | VA | 23139
ELE2020-01885 | 737-750-5221 | 1744 ROLFIELD WAY | 2020-06-23 | Issued | Residential | Electrical Permit | Addition of Service | Wiring & fixtures for attic conversion | 3750 | WITTE HOME SOLUTIONS LLC | 7609 STAPLES MILL RD | HENRICO | VA | 23228-4111 | ELECTRIC SOLUTIONS OF RICHMOND LLC | 7611 SUNNY BANK DR | HENRICO | VA | 23228
ELE2020-01886 | 766-751-2348 | 4726 CARDINAL CT | 2020-06-23 | Issued | Commercial | Electrical Permit | Other | WIRE 3 RECEPTQCLES IN KITCHEN-2 RECESS LIGHTS-1 SWITCH | 550 | GENERAL SERVICES CORPORATION | 2922 HATHAWAY RD | RICHMOND | VA | 23225 | PEAK ELECTRICAL SERVICES INC | 8120 TIMBERLAKE LANE | MECHANICSVILLE | VA | 23116
ELE2020-01887 | 740-746-2602 | 1622 HARBOROUGH RD | 2020-06-19 | Issued | Residential | Electrical Permit | Other | INSTALLING 17KW GENERATOR | 3800 | - | - | - | - | - | MICHAEL & SON SERVICES INC | 1407 CUMMINGS DR | RICHMOND | VA | 23220
ELE2020-01888 | 735-744-3755 | 1705 HAVENWOOD DR | 2020-06-19 | Issued | Residential | Electrical Permit | Other | REPLACING 200 AMP PANEL-LIKE FOR LIKE | 2900 | - | - | - | - | - | MICHAEL & SON SERVICES INC | 1407 CUMMINGS DR | RICHMOND | VA | 23220
ELE2020-01889 | 742-768-4024 | 11804 OLD SCHOOL RD | 2020-06-23 | Inspection | Residential | Electrical Permit | Addition of Service | Wiring addition. | 800 | KEYSTONE DEVELOPMENT CORP | 12605 AMBER TER | HENRICO | VA | 23233 | D&D WIRING INC | 12424 IVYTREE TER | CHESTER | VA | 23831
ELE2020-01890 | 764-772-3645 | 11200 MILL PLACE TER | 2020-06-23 | Inspection | Residential | Electrical Permit | Addition of Service | Wiring addition & screened porch. | 1200 | CREATIVE HOME RENOVATIONS INC | 12921 BUTLERS RD | AMELIA COURT HOUSE | VA | 23002 | D&D WIRING INC | 12424 IVYTREE TER | CHESTER | VA | 23831
ELE2020-01891 | 808-721-7474 | 101 MASONIC LN | 2020-06-19 | Issued | Residential | Electrical Permit | Other | rewire addition and add service panel | 2000 | - | - | - | - | - | HADZHIEV | - | - | - | -
ELE2020-01892 | 753-767-4034 | 10750 CAPITAL ONE WAY | 2020-06-25 | Inspection | Commercial | Electrical Permit | Other | add 2 new elec vehicle charging stations in parking lit off existing panel | 12000 | - | - | - | - | - | BAGBY ELECTRIC CO OF VA INC | 11194 LEADBETTER RD | ASHLAND | VA | 23005
ELE2020-01893 | 740-763-6239 | 4401 POUNCEY TRACT RD | 2020-06-23 | Issued | Commercial | Electrical Permit | Other | 1 to 1 replacement of interior store lighting as well as the replacement of parking lot lighting fixtures going from HID to LED on existing poles-no changes to existing wiring or panels | 65993 | - | - | - | - | - | INTEGRATED SERVICE SOLUTIONS LLC | 9937 PERDUE AVE | BATON ROUGE | LA | 70814
ELE2020-01894 | 811-716-4172 | 4501 EASTOVER AVE | 2020-06-19 | Issued | Residential | Electrical Permit | Change of Service | Upgrade 125 amp service to 200 amp service. Install 1 ceiling fan, 1 switch, 1 washer receptacle, 1 dryer receptacle, 2 new receptacles & upgrade 3 existing receptacles to GFI receptacles | 2900 | GARZON CONSTRUCTION, INC. | 1601 MAIDENS RD | MAIDENS | VA | 23102 | BEN JONES / GILBERT GARDENS (OWNER | 4500 EASTOVER AVE | HENRICO | VA | 23231
ELE2020-01895 | 813-701-7856 | 3367 NEW HERITAGE LOOP | 2020-06-22 | Issued | Residential | Electrical Permit | New Service | WIRE NEW HOME | 5000 | STYLECRAFT HOMES INC | 6225 LAKESIDE AVE | RICHMOND | VA | 23228 | R K NEWMAN | PO BOX 74882 | RICHMOND | VA | 23236
ELE2020-01896 | 764-754-6996 | 7702 E PARHAM RD | 2020-06-25 | Issued | Commercial | Electrical Permit | Tenant Upfit - Existing | LOW VOLTAGE DIV 27 CABLING | 153000 | DCP | 4198 COX ROAD | GLEN ALLEN | VA | 23060 | AUTOMATED BUSINESS SOLUTIONS | 309B MCLAWS CIR | WILLIAMSBURG | VA | 23185
ELE2020-01898 | 806-730-8934 | 2810 SANDY LN | 2020-06-22 | Inspection | Residential | Electrical Permit | Other | REPAIR DAMAGED WIRING IN KITCHEN | 2500 | - | - | - | - | - | - | - | - | - | -
ELE2020-01899 | 733-755-2609 | 2604 GAYTON GROVE RD | 2020-06-25 | Inspection | Residential | Electrical Permit | Other | bathroom remodel-add 2 light outlets- add 1 switch outlet-relocate 1 switch | 1000 | - | - | - | - | - | H A VENNING ELECTRIC CO | 1303 PENNSYLVANIA AVE | GLEN ALLEN | VA | 23060
ELE2020-01901 | 811-728-3463 | 3818 MITCHELTREE BLVD | 2020-06-24 | Inspection | Residential | Electrical Permit | Other | panel change from 100 to 200 amp within 5' of meter-existing meter base 200 amp service | 1000 | - | - | - | - | - | STEVEN TAYLOR ELECTRICAL SERVICE | PO BOX 34911 | RICHMOND | VA | 23234
ELE2020-01903 | 766-751-2348 | 7821 PEPPERWOOD CT | 2020-06-25 | Issued | Commercial | Electrical Permit | Other | WIRE 3 RECEPTACLES IN KITCHEN -2 RECESS LIGHTS-1 SWITCH | 550 | - | - | - | - | - | PEAK ELECTRICAL SERVICES INC | 8120 TIMBERLAKE LANE | MECHANICSVILLE | VA | 23116
ELE2020-01904 | 783-742-4699 | 1600 WESTBROOK AVE | 2020-06-25 | Inspection | Commercial | Electrical Permit | Other | WIRE RECEPTACLES & LIGHTS IN RENOVATED APT | 4500 | IRON HORSE BUILDERS | 3308 KEICHTEE DR | RICHMOND | VA | 23225 | MECHANICSVILLE ELECTRICAL | 1670 OLD CHURCH RD | MECHANICSVILLE | VA | 23111
ELE2020-01905 | 753-755-9586 | 9604 MEADOWVIEW RD | 2020-06-23 | Issued | Residential | Electrical Permit | Other | INSTALL 22KW GENERATOR W/ 1-200ATS | 9100 | - | - | - | - | - | HAYNIE ELECTRICAL SERVICES INC | 400 TURNER RD | RICHMOND | VA | 23225
ELE2020-01906 | 767-760-7146 | 9651 LAUREL HEIGHTS CT | 2020-06-23 | Issued | Residential | Electrical Permit | New Service | WIRE NEW DWELLING | 14000 | YOUNGBLOOD PROPERTIES LLC | PO BOX 276 | MECHANICSVILLE | VA | 23111 | HUMPHREY ELECTRIC CO INC | 724 GROVE RD | MIDLOTHIAN | VA | 23114
ELE2020-01907 | 767-760-4249 | 9658 LAUREL HEIGHTS CT | 2020-06-23 | Issued | Residential | Electrical Permit | New Service | WIRE NEW HOME | 14000 | YOUNGBLOOD PROPERTIES LLC | PO BOX 276 | MECHANICSVILLE | VA | 23111 | HUMPHREY ELECTRIC CO INC | 724 GROVE RD | MIDLOTHIAN | VA | 23114
ELE2020-01908 | 745-734-7990 | 9008 BRIERYLE RD | 2020-06-22 | Inspection | Residential | Electrical Permit | Other | install 100A sub panel-wire pool pumps-lights-bond pool & equipment | 6000 | EXQUISITE POOLS INC | 17099 CHISHOLM TRAIL | ROCKVILLE | VA | 23146 | ELLIS POWER CO | 16315 POUNCEY TRACT RD | ROCKVILLE | VA | 23146
ELE2020-01909 | 736-768-8458 | 4775 HEPLER RIDGE WAY | 2020-06-22 | Issued | Residential | Electrical Permit | New Service | Wire new single family dwelling | 5000 | RYAN HOMES | 7501 BOULDERS VIEW DRIVE | RICHMOND | VA | 23225 | TRI-STAR CONSTRUCTION LLC | 8446 TWIN CEDAR LN | MECHANICSVILLE | VA | 23111
ELE2020-01910 | 774-761-4643 | 9809 BONANZA ST | 2020-06-22 | Finaled | Residential | Electrical Permit | Other | REPLACE EXISTING 200a A PANEL WITH NEW 200 AMP PANEL | 1500 | - | - | - | - | - | M W BUTLER | 8420 MEADOWBRIDGE RD | MECHANICSVILLE | VA | 23111
ELE2020-01912 | 740-746-1528 | 10709 CHIPEWYAN DR | 2020-06-24 | Issued | Residential | Electrical Permit | Other | WIRE 240V CIRCUIT FROM APNEL TO NEWLY INSTALLED MINI SPLIT SYSTEM | 500 | - | - | - | - | - | JAMES RIVER AIR COND | 1905 WESTMORELAND ST | RICHMOND | VA | 23230
ELE2020-01913 | 750-772-2515 | 10843 HOLMAN RIDGE RD | 2020-06-23 | Issued | Residential | Electrical Permit | New Service | WIRE NEW HOSUE | 8000 | HHHUNT HOMES LLC | 11237 NUCKOLS ROAD | GLEN ALLEN | VA | 23059 | CR PHILLIPS ELEC CONTRACTORS | 10996 LEADBETTER ROAD | ASHLAND | VA | 23005
ELE2020-01914 | 730-767-7336 | 1141 BROAD HILL TRCE | 2020-06-23 | Issued | Residential | Electrical Permit | New Service | WIRE NEW HOUSE | 10650 | STYLE CRAFT HOMES INC | 6225 LAKESIDE AVE | HENRICO | VA | 23228 | CR PHILLIPS ELEC CONTRACTORS | 10996 LEADBETTER ROAD | ASHLAND | VA | 23005
ELE2020-01915 | 730-767-7336 | 1139 BROAD HILL TRCE | 2020-06-23 | Issued | Residential | Electrical Permit | New Service | WIRE NEW HOUSE | 9800 | STYLE CRAFT HOMES INC | 6225 LAKESIDE AVE | HENRICO | VA | 23228 | CR PHILLIPS ELEC CONTRACTORS | 10996 LEADBETTER ROAD | ASHLAND | VA | 23005
ELE2020-01916 | 730-767-7336 | 1137 BROAD HILL TRCE | 2020-06-23 | Issued | Residential | Electrical Permit | New Service | WIRE NEW HOUSE | 11000 | STYLE CRAFT HOMES INC | 6225 LAKESIDE AVE | HENRICO | VA | 23228 | CR PHILLIPS ELEC CONTRACTORS | 10996 LEADBETTER ROAD | ASHLAND | VA | 23005
ELE2020-01917 | 730-767-7336 | 1135 BROAD HILL TRCE | 2020-06-23 | Issued | Residential | Electrical Permit | New Service | WIRE NEW HOUSE | 9800 | - | - | - | - | - | CR PHILLIPS ELEC CONTRACTORS | 10996 LEADBETTER ROAD | ASHLAND | VA | 23005
ELE2020-01918 | 730-767-7336 | 1133 BROAD HILL TRCE | 2020-06-23 | Issued | Residential | Electrical Permit | New Service | WIRE NEW HOUSE | 10000 | STYLE CRAFT HOMES INC | 6225 LAKESIDE AVE | HENRICO | VA | 23228 | CR PHILLIPS ELEC CONTRACTORS | 10996 LEADBETTER ROAD | ASHLAND | VA | 23005
ELE2020-01919 | 730-767-7336 | 1131 BROAD HILL TRCE | 2020-06-23 | Issued | Residential | Electrical Permit | New Service | WIRE NEW HOUSE | 12000 | STYLE CRAFT HOMES INC | 6225 LAKESIDE AVE | HENRICO | VA | 23228 | CR PHILLIPS ELEC CONTRACTORS | 10996 LEADBETTER ROAD | ASHLAND | VA | 23005
ELE2020-01920 | 758-733-4564 | 7108 RIVER RD | 2020-06-23 | Finaled | Residential | Electrical Permit | Change of Service | CHANGE 150 AMP SERVICE TO 200 AMP | 1900 | - | - | - | - | - | RUDD ELECTRICAL SERVICES INC | 1706 NORTH END RD | DELTAVILLE | VA | 23043
ELE2020-01921 | 736-759-9942 | 3204 LOCKPORT WAY | 2020-06-23 | Issued | Residential | Electrical Permit | Other | install dedicated circuit for dehumidifier | 400 | - | - | - | - | - | WOODFIN HEATING | 1823 N HAMILTON ST | RICHMOND | VA | 23230
ELE2020-01922 | 763-739-1375 | 7001 THREE CHOPT RD | 2020-06-25 | Issued | Commercial | Electrical Permit | Addition of Service | INSTALL 2 DISPENSERS, 1 POWER CABINET, SWITCHGEAR TRANSFORMER, 120 PANEL, METER BOX FOR EVGO ELECTRIC VEHICLE CHARGING STATIONS IN PARKING LOT - STAND ALONE - NO BUILDING STRUCTURE | 80114.3 | - | - | - | - | - | AIVEN | 11035 GOLF LINKS DR | CHARLOTTE | NC | 28277
ELE2020-01923 | 758-765-2719 | 5116 REIDS POINTE RD | 2020-06-23 | Issued | Residential | Electrical Permit | Addition of Service | Adding 60 amp sub panel to shed...Adding one light and fixing a receptacle. | 860 | - | - | - | - | - | CHILSON'S ELECTRICAL | 15 W MCCLELLAN ST | SANDSTON | VA | 23150
ELE2020-01925 | 792-738-7588 | 117 ENGLESIDE DR | 2020-06-25 | Issued | Commercial | Electrical Permit | Other | new 400 amp service-wire lights & receptacles per plans | 11000 | ECT COMPANIES | - | - | - | - | I Q ELECTRICAL SERVICES | P O BOX 35091 | RICHMOND | VA | 23235
ELE2020-01927 | 811-715-2885 | 4615 EASTOVER AVE | 2020-06-24 | Issued | Residential | Electrical Permit | Change of Service | Upgrade from 125 amp to 200 amp service. Replace 3 existing receptacles w/ GFI receptacles, 1 washer receptacle, 1 dryer receptacle, 3 new receptacles, 1 ceiling fan & 1 switch. | 3100 | GARZON CONSTRUCTION INC | 1601 MAIDENS RD | MAIDENS | VA | 23102 | BEN JONES / GILBERT GARDENS (OWNER | 4500 EASTOVER AVE | HENRICO | VA | 23231
ELE2020-01928 | 742-747-3763 | 10505 S FALCONBRIDGE CT | 2020-06-24 | Issued | Residential | Electrical Permit | Other | wire 240v circuit from panel to newly installed heat pump | 1700 | - | - | - | - | - | JAMES RIVER AIR COND | 1905 WESTMORELAND ST | RICHMOND | VA | 23230
ELE2020-01929 | 775-757-0206 | 2400 RAYMOND AVE | 2020-06-24 | Issued | Residential | Electrical Permit | Other | wire 240v circuit from panel to newly installed heat pump | 500 | - | - | - | - | - | JAMES RIVER AIR COND | 1905 WESTMORELAND ST | RICHMOND | VA | 23230
ELE2020-01930 | 753-735-7196 | 117 COUNTRYSIDE LN | 2020-06-26 | Inspection | Residential | Electrical Permit | Other | wiring 2nd floor of detaqched garage | 1500 | CDW HOMES INC. | 2527 TREFIOL WAY | BON AIR | VA | 23235 | KING ELECTRIC CO INC | 5453 MANTILO CREEK RD | MECHANICSVILLE | VA | 23116
ELE2020-01931 | 811-716-1406 | 4608 EASTOVER AVE | 2020-06-24 | Issued | Residential | Electrical Permit | Change of Service | Replace 3 existing receptacles w/ GFI receptacles, 4 new receptacles. 1 washer receptacle, 1 dryer receptacle, Ceiling fan & ceiling fan switch | 1100 | GARZON CONSTRUCTION, INC. | 1601 MAIDENS RD | MAIDENS | VA | 23102 | BEN JONES / GILBERT GARDENS (OWNER | 4500 EASTOVER AVE | HENRICO | VA | 23231
ELE2020-01933 | 773-777-4898 | 11834 THOMAS MILL DR | 2020-06-25 | Issued | Residential | Electrical Permit | Other | install new 100 amp panel in pool shed-install 2 light switches & 2 receptacles-hookup pool pump-install equippotential #8 copper bonding wire for pool | 900 | DONALD HOGUE | 4116 HIDDEN VALLEY RD. | CHESTER | VA | 23831 | - | - | - | - | -
ELE2020-01935 | 738-766-2626 | 12134 ELNORA LN | 2020-06-25 | Issued | Residential | Electrical Permit | New Service | install elec & low voltage wiring for new home-add tv-phone-data-security | 4500 | SM RICHMOND LLC | 5030 SADLER PLACE | GLEN ALLEN | VA | 23060 | FRANKLIN ELECTRIC COMPANY INC | 111 JULIAD CT | FREDERICKSBURG | VA | 22406
ELE2020-01937 | 767-770-9971 | 3324 WHITE CHIMNEYS CT | 2020-06-25 | Issued | Residential | Electrical Permit | Addition of Service | home owner self assing one exterior light , one ceiling fan and one receptacle to screened porch | 500 | - | - | - | - | - | - | - | - | - | -
ELE2020-01938 | 744-739-7933 | 9601 GASLIGHT PL | 2020-06-25 | Inspection | Residential | Electrical Permit | Other | bathroom remodel-relocate switches, receptacles & lights as needed-add 4 recessed lights-wire for 1 warm floor system | 2000 | - | - | - | - | - | H A VENNING ELECTRIC CO | 1303 PENNSYLVANIA AVE | GLEN ALLEN | VA | 23060
ELE2020-01939 | 755-740-8737 | 1008 SHARON LN | 2020-06-24 | Issued | Residential | Electrical Permit | Other | 16 switches-16 receptacles-17 recessed-4 ceiling fans-3 exhaust fans-smoke detectors-HVAC upgrade-new service-wire new pool | 7500 | JACKSON | - | - | - | - | METRO ELECTRIC INC | 6407 MALLORY DR | RICHMOND | VA | 23226
ELE2020-01941 | 749-772-3537 | 10704 BALVIS HOLLOW CT | 2020-06-24 | Issued | Residential | Electrical Permit | New Service | WIRE NEW HOUSE | 8000 | - | - | - | - | - | S & S ELECTRICAL SERVICES INC | 13320 HENSLEY RD | MIDLOTHIAN | VA | 23112
ELE2020-01942 | 749-772-5732 | 10709 BALVIS HOLLOW CT | 2020-06-24 | Issued | Residential | Electrical Permit | New Service | WIRE NEW HOUSE | 8000 | LIFESTYLE HOME BUILDERS | 4561 LIFESTYLE LANE | MIDLOTHIAN | VA | 23112 | S & S ELECTRICAL SERVICES INC | 13320 HENSLEY RD | MIDLOTHIAN | VA | 23112
ELE2020-01945 | 801-727-9461 | 2217 CLEARY RD | 2020-06-25 | Inspection | Residential | Electrical Permit | Other | relocate meter base-install new 100 amp disconnect & ground per code-install new service wire & weather head-add 2 new outside outlets | 2000 | - | - | - | - | - | SEYMOUR ELECTRIC CONST SER, LLC | 5311 OLD UNION RD | CHARLES CITY | VA | 23030
ELE2020-01946 | 779-744-4575 | 2422 NEW BERNE RD | 2020-06-24 | Issued | Residential | Electrical Permit | Addition of Service | INSTALLATION OF BATHROOM EXHAUST FAN AND SWITCH | 500 | - | - | - | - | - | - | - | - | - | -
ELE2020-01949 | 761-739-7774 | 7303 DURWOOD CRES | 2020-06-25 | Issued | Residential | Electrical Permit | Other | WIRE GARAGE TO INCLUDE INSTALLATION OF RADIANT HEAT COILS OF WIRE INTO SLAB. COILS ARE BOUND TO REBAR 2" BELOW FINISHED SURFACE - CONNECTED TO THERMOSTAT | 1000 | - | - | - | - | - | - | - | - | - | -
ELE2020-01951 | 751-737-8844 | 509 RALEIGH MANOR RD | 2020-06-25 | Issued | Residential | Electrical Permit | Other | intall dedicated circuit for dhumidifier | 200 | - | - | - | - | - | WOODFIN HEATING | 1823 N HAMILTON ST | RICHMOND | VA | 23230
ELE2020-01952 | 802-704-9122 | 1302 BULL RUN DR | 2020-06-25 | Issued | Residential | Electrical Permit | Addition of Service | Wire outlet for sump pump. | 300 | JES CONSTRUCTION | 2410 SOUTHLAND DR | CHESTER | VA | 23831 | R K NEWMAN | PO BOX 74882 | RICHMOND | VA | 23236
ELE2020-01953 | 733-776-4963 | 12332 HAYBROOK LN | 2020-06-25 | Inspection | Residential | Electrical Permit | Pool/Spa Service | Wire & bond inground pool (2) wet niche lts (1) salt dispensor (1) pool heat pump (1) auto cover & (2) circulating pumps | 9600 | EXQUISITE POOLS INC | 17099 CHISHOLM TRAIL | ROCKVILLE | VA | 23146 | M E KEETON ELECTRICAL CONT INC | 10054 WHITESEL RD STE-A | ASHLAND | VA | 23005
ELE2020-01956 | 822-725-9243 | 24 N FERN AVE | 2020-06-25 | Issued | Residential | Electrical Permit | Other | 200 amp outdoor panel | 1600 | - | - | - | - | - | SEVEN HILLS ELECTRIC LLC | PO BOX 1717 | MECHANICSVILLE | VA | 23116
ELE2020-01959 | 765-739-0995 | 1008 STILWELL RD | 2020-06-25 | Issued | Residential | Electrical Permit | Other | upgrade to 200 amp panel | 2500 | - | - | - | - | - | ELECTRICAL SOLUTIONS LLC | 7611 SUNNY BANK DR | HENRICO | VA | 23228
ELE2020-01964 | 773-766-9980 | 2713 JON PAGE CT | 2020-06-26 | Issued | Residential | Electrical Permit | Other | install 1 circuit and 1 receptacle for jes equipment | 250 | JES CONSTRUCTION | 2410 SOUTHLAND DR | CHESTER | VA | 23831 | LEGACY ELECTRICAL LLC | 1533 SWIFTWOOD DR | POWHATAN | VA | 23139
ELE2020-01965 | 737-768-1392 | 4712 LEAKES MILL DR | 2020-06-26 | Issued | Residential | Electrical Permit | New Service | wire new home | 9000 | KITTRELL COMPANY | 6327 MALLORY DR | HENRICO | VA | 23226 | LIBERTY ELECTRICAL CO, INC | PO BOX 6203 | RICHMOND | VA | 23230
ELE2020-01967 | 832-692-4345 | 4143 QUINCY MAIE DR | 2020-06-26 | Issued | Residential | Electrical Permit | Other | see permit # ele2020-00585 - wire for bathroom renovation | 6000 | - | - | - | - | - | - | - | - | - | -
ELE2020-01968 | 760-752-2685 | 3010 DANCER RD | 2020-06-26 | Issued | Residential | Electrical Permit | Change of Service | NEW 200 AMP ELECTRICAL SERVICE - 1 OUTDOOR 200 AMP PANEL..MAKE EXISTING PANEL INSIDE A JUNCTION | 1350 | - | - | - | - | - | METRO ELECTRIC INC | 6407 MALLORY DR | RICHMOND | VA | 23226
ELE2020-01973 | 742-735-4823 | 311 SANDALWOOD DR | 2020-06-26 | Inspection | Residential | Electrical Permit | Addition of Service | Wire master bedroom addition and upstairs bedroom remodel | 6000 | JAMES RIVER CONSTRUCTION LLC | 8728 FOREST HILL AVE | RICHMOND | VA | 23235 | ATKINS ELECTRICAL INC | 21427A HULL ST RD | MOSELEY | VA | 23120
ELE2020-01974 | 771-740-9977 | 5802 N CRESTWOOD AVE | 2020-06-30 | Issued | Residential | Electrical Permit | Addition of Service | ADD 6 RECEPTACLES TO NEW WALL | 300 | - | - | - | - | - | QUICK | 5802 N CRESTWOOD AVE | RICHMOND | VA | 23230
ELE2020-01975 | 764-742-8650 | 7004 TULANE AVE | 2020-06-26 | Issued | Residential | Electrical Permit | Addition of Service | ADD CEILING LIGHT, RECEPTACLES AND ADD GFCI CIRCUIT | 700 | - | - | - | - | - | - | - | - | - | -
ELE2020-01976 | 782-772-7652 | 10997 LITTLE FIVE LOOP | 2020-06-26 | Issued | Residential | Electrical Permit | New Service | WIRE NEW HOUSE | 6100 | LEGAULT HOMES LLC | 5243 HICKORY PARK DR | RICHMOND | VA | 23059 | P & M ELECTRICAL | P O BOX 1806 | MIDLOTHIAN | VA | 23113
ELE2020-01979 | 736-746-4426 | 1519 EDENBURRY DR | 2020-06-30 | Issued | Residential | Electrical Permit | Addition of Service | Install dedicated circuit for ductless mini split heat pump | 400 | - | - | - | - | - | WOODFIN HEATING | 1823 N HAMILTON ST | RICHMOND | VA | 23230
ELE2020-01980 | 773-752-9954 | 2551 MELAWAY DR | 2020-06-30 | Issued | Residential | Electrical Permit | Addition of Service | Install 22kw generator, 200 amp ATS | 9500 | - | - | - | - | - | WOODFIN HEATING | 1823 N HAMILTON ST | RICHMOND | VA | 23230
ELE2020-01981 | 802-704-4391 | 1212 NORTHBURY AVE | 2020-06-30 | Issued | Residential | Electrical Permit | Addition of Service | Install dedicated circuit for dehumidifier | 350 | - | - | - | - | - | WOODFIN HEATING | 1823 N HAMILTON ST | RICHMOND | VA | 23230
ELE2020-01982 | 776-746-4262 | 6307 IMPALA DR | 2020-06-30 | Issued | Residential | Electrical Permit | Addition of Service | Install dedicated circuit for outdoor unit (heat pump), 20 amp 220 volt | 300 | - | - | - | - | - | WOODFIN HEATING | 1823 N HAMILTON ST | RICHMOND | VA | 23230
ELE2020-01983 | 789-752-7679 | 5919 OLD ORCHARD RD | 2020-06-30 | Issued | Residential | Electrical Permit | Addition of Service | Install dedicated circuit for outdoor unit (heat pump) | 300 | - | - | - | - | - | WOODFIN HEATING | 1823 N HAMILTON ST | RICHMOND | VA | 23230
ELE2020-01984 | 840-718-9360 | 2780 MEADOW RD | 2020-06-30 | Issued | Residential | Electrical Permit | Addition of Service | Install 22 kw (gas) generator, (2) 200 amp Gen Ready panels, surge protectors | 10500 | - | - | - | - | - | WOODFIN HEATING | 1823 N HAMILTON ST | RICHMOND | VA | 23230
ELE2020-01985 | 769-753-3505 | 3206 BIRCHBROOK RD | 2020-06-30 | Issued | Residential | Electrical Permit | Addition of Service | Install dedicated circuit for heat pump | 1000 | - | - | - | - | - | WOODFIN HEATING | 1823 N HAMILTON ST | RICHMOND | VA | 23230
ELE2020-01986 | 756-771-9650 | 6012 OLDE HARTLEY PL | 2020-06-30 | Issued | Residential | Electrical Permit | New Service | Disconnect all branch circuits to house and install 2 120 volt circuits and 30 amp receptacle due to fire damage | 450 | - | - | - | - | - | TRADEMARK SERVICES | 13300 SECOND BRANCH RD | CHESTERFIELD | VA | 23838
ELE2020-01987 | 741-768-3761 | 5225 HARVEST GLEN DR | 2020-06-30 | Inspection | Residential | Electrical Permit | Addition of Service | finish bonus room lights and receptacles | 2000 | - | - | - | - | - | - | - | - | - | -
ELE2020-01988 | 785-757-9148 | 931 SCOTT COMMONS LN | 2020-06-30 | Issued | Residential | Electrical Permit | New Service | WIRE NEW HOUSE | 5500 | EASTWOOD HOMES OF RICHMOND LLC | 10800 MIDLOTHIAN TURNPIKE | RICHMOND | VA | 23235 | CR PHILLIPS ELEC CONTRACTORS | 10996 LEADBETTER ROAD | ASHLAND | VA | 23005
ELE2020-01989 | 860-701-0383 | 6520 TIMBERLAND DR | 2020-06-30 | Issued | Residential | Electrical Permit | Other | install 22 kw generator wtih 200 amp transfer switch | 9500 | - | - | - | - | - | TAYLOR & BARR ELEC CONT | 804 E NINE MILE RD | HENRICO | VA | 23075
ELE2020-01990 | 785-757-8848 | 933 SCOTT COMMONS LN | 2020-06-30 | Issued | Residential | Electrical Permit | New Service | WIRE NEW HOUSE | 5300 | EASTWOOD HOMES OF RICHMOND LLC | 10800 MIDLOTHIAN TURNPIKE | RICHMOND | VA | 23235 | CR PHILLIPS ELEC CONTRACTORS | 10996 LEADBETTER ROAD | ASHLAND | VA | 23005
ELE2020-01991 | 785-757-8648 | 935 SCOTT COMMONS LN | 2020-06-30 | Issued | Residential | Electrical Permit | New Service | WIRE NEW HOUSE | 5200 | EASTWOOD HOMES OF RICHMOND LLC | 10800 MIDLOTHIAN TURNPIKE | RICHMOND | VA | 23235 | CR PHILLIPS ELEC CONTRACTORS | 10996 LEADBETTER ROAD | ASHLAND | VA | 23005
ELE2020-01992 | 785-757-8449 | 937 SCOTT COMMONS LN | 2020-06-30 | Issued | Residential | Electrical Permit | New Service | WIRE NEW HOUSE | 5200 | EASTWOOD HOMES OF RICHMOND LLC | 10800 MIDLOTHIAN TURNPIKE | RICHMOND | VA | 23235 | - | - | - | - | -
ELE2020-01993 | 785-757-8249 | 939 SCOTT COMMONS LN | 2020-06-30 | Issued | Residential | Electrical Permit | New Service | WIRE NEW HOUSE | 5300 | EASTWOOD HOMES OF RICHMOND LLC | 10800 MIDLOTHIAN TURNPIKE | RICHMOND | VA | 23235 | CR PHILLIPS ELEC CONTRACTORS | 10996 LEADBETTER ROAD | ASHLAND | VA | 23005
ELE2020-01994 | 785-757-8049 | 941 SCOTT COMMONS LN | 2020-06-30 | Issued | Residential | Electrical Permit | New Service | WIRE NEW HOUSE | 5300 | EASTWOOD HOMES OF RICHMOND LLC | 10800 MIDLOTHIAN TURNPIKE | RICHMOND | VA | 23235 | CR PHILLIPS ELEC CONTRACTORS | 10996 LEADBETTER ROAD | ASHLAND | VA | 23005
ELE2020-01995 | 785-757-7850 | 943 SCOTT COMMONS LN | 2020-06-30 | Issued | Residential | Electrical Permit | New Service | WIRE NEW HOUSE | 5300 | EASTWOOD HOMES OF RICHMOND LLC | 10800 MIDLOTHIAN TURNPIKE | RICHMOND | VA | 23235 | CR PHILLIPS ELEC CONTRACTORS | 10996 LEADBETTER ROAD | ASHLAND | VA | 23005
ELE2020-02002 | 856-690-7370 | 6666 CHARLES CITY RD | 2020-06-30 | Finaled | Residential | Electrical Permit | Other | Weather head. | 200 | - | - | - | - | - | VIA | 6666 CHARLES CITY RD. | HENRICO | VA | 23231
ELE2020-02006 | 816-723-7423 | 908 PLEASANT ST | 2020-06-30 | Issued | Residential | Electrical Permit | Addition of Service | WIRING 16 KW AUTOMATIC GENERATOR WITH AUTOMATIC TRANSFER SWITCH WITH LEAD SHARE MODULES | 2800 | - | - | - | - | - | NEVER DARK WHOLE HOUSE GEN | 2293 SEMINOLE LN | CHARLOTTESVILLE | VA | 22901
ELV2019-02055 | 767-743-6872 | 6601 W BROAD ST | 2020-06-16 | Issued | Commercial | Elevator Permit | Installation - New | Install (2) new elevators and (1) Chairlift | 400700 | - | - | - | - | - | KONE INC | 530 EASTPARK CT | SANDSTON | VA | 23150
ELV2020-02081 | 747-754-9557 | 2300 CEDARFIELD PKWY | 2020-06-10 | Inspection | Commercial | Elevator Permit | Installation - New | Installation of one elevator | 92500 | HOWARD SHOCKEY & SONS INC | 2119 E FRANKLIN ST | RICHMOND | VA | 23223 | SCHINDLER ELEVATOR CORP | 8801 PARK CENTRAL DRIVE | RICHMOND | VA | 23227
ELV2020-02107 | 849-701-2260 | 6260 TECHNOLOGY BLVD | 2020-06-10 | Issued | Commercial | Elevator Permit | Installation - New | Install (1) KONE Escospace elevator | 185000 | DPR CONSTRUCTION | 5500 COX ROAD | GLEN ALLEN | VA | 23060 | KONE INC | 530 EASTPARK CT | SANDSTON | VA | 23150
ELV2020-02108 | 749-762-7563 | 4231 PARK PLACE CT | 2020-06-04 | Inspection | Commercial | Elevator Permit | Replacement | Replace Solid State Starter and Valve - NO DRAWINGS | 4923.23 | OTIS ELEVATOR COMPANY | 1642 OWNBY LN | RICHMOND | VA | 23220-1317 | - | - | - | - | -
ELV2020-02111 | 731-764-5321 | 12353 PURBROOK WALK | 2020-06-26 | Issued | Residential | Elevator Permit | Installation - New | Install one private residential elevator in a single family dwelling | 20550 | EAGLE CONSTRUCTION OF VA LLC | 2250 OLD BRICK RD | GLEN ALLEN | VA | 23060 | RESIDENTIAL ELEVATORS, LLC | 2910 KERRY FOREST PKWY | TALLAHASSEE | FL | 32309
FIR2020-00261 | 773-740-5180 | 5000 LIBBIE MILL EAST BLVD | 2020-06-08 | Issued | Commercial | Fire Protection Permit | Sprinkler System | Install sprinkler syster for new building | 1060000 | KBS INC | 8050 KIMWAY DR | HENRICO | VA | 23228 | ETEC FIRE PROTECTION | 3205 W MOORE ST | RICHMOND | VA | 23230
FIR2020-00313 | 738-762-7348 | 11720 W BROAD ST | 2020-06-03 | Inspection | Commercial | Fire Protection Permit | Sprinkler System | FLSA shall add / relocate sprinklers per NFPA 13 and according to new wall/ceiling layouts | 16087 | GILBANE BUILDING CO INC | 1001 BOULDERS PARKWAY | RICHMOND | VA | 23225 | FIRE & LIFE SAFETY AMERICA | 8827 STAPLES MILL RD | RICHMOND | VA | 23228
FIR2020-00316 | 775-750-0568 | 7300 GALAXIE RD | 2020-06-30 | Issued | Commercial | Fire Protection Permit | Sprinkler System | Install nfpa 13 wet sprinkler system in new elementary school addition | 240800 | KENBRIDGE CONSTRUCTION CO INC | 1101 FIFTH AVE. | KENBRIDGE | VA | 23944 | CAN SEE FIRE T/A FIRE SOLUTIONS | 205 HALEY RD | ASHLAND | VA | 23005
FIR2020-00317 | 763-754-3546 | 7814 CAROUSEL LN | 2020-06-02 | Issued | Commercial | Fire Protection Permit | Fire Alarm | Modify existing fire alarm for tenant | 1870 | COMMONWEALTH BUILDING SERVICES INC | 11091 CARTERS VALLEY TERRACE | CHESTERFIELD | VA | 23838 | ETEC FIRE PROTECTION | 3205 W MOORE ST | RICHMOND | VA | 23230
FIR2020-00318 | 763-754-3546 | 7814 CAROUSEL LN | 2020-06-02 | Issued | Commercial | Fire Protection Permit | Sprinkler System | Rework existing sprinkler system to properly protect new tenant layout | 2420 | COMMONWEALTH BUILDING SERVICES INC | 11091 CARTERS VALLEY TERRACE | CHESTERFIELD | VA | 23838 | ETEC FIRE PROTECTION | 3205 W MOORE ST | RICHMOND | VA | 23230
FIR2020-00323 | 777-737-7858 | 2256 DABNEY RD | 2020-06-12 | Issued | Commercial | Fire Protection Permit | Sprinkler System | Extend existing sprinkler lines and install new sprinkler heads to cover new walls and ceilings | 6500 | GILBANE | 3435 W LEIGH STREET | RICHMOND | VA | 23230 | ETEC FIRE PROTECTION | 3205 W MOORE ST | RICHMOND | VA | 23230
FIR2020-00324 | 778-737-2224 | 2231 DABNEY RD | 2020-06-10 | Issued | Commercial | Fire Protection Permit | Sprinkler System | Fully sprinkler tenant per NFPA 13. Includes heads at ceiling level and roof deck. | 155800 | GILBANE BUILDING CO INC | 1001 BOULDERS PARKWAY | RICHMOND | VA | 23225 | ETEC FIRE PROTECTION | 3205 W MOORE ST | RICHMOND | VA | 23230
FIR2020-00327 | 815-711-4868 | 4717 EUBANK RD | 2020-06-04 | Issued | Commercial | Fire Protection Permit | Sprinkler System | Install a ndw 10" reduced pressure backflow preventer in above ground vault | 74650 | VSC FIRE AND SECURITY | 10343-A KINGS ACRES RD | ASHLAND | VA | 23005 | VSC FIRE & SECURITY | 10343-A KINGS ACRES RD | ASHLAND | VA | 23005
FIR2020-00328 | 764-754-1238 | 7721 E PARHAM RD | 2020-06-04 | Issued | Commercial | Fire Protection Permit | Fire Alarm | For the installation of the new Fire Alarm system | 15846 | - | - | - | - | - | JOHNSON CONTROLS FIRE PROTECTION | 8555 MAGELLAN PKWY | RICHMOND | VA | 23227
FIR2020-00330 | 736-747-8260 | 11600 GAYTON RD | 2020-06-04 | Issued | Commercial | Fire Protection Permit | Fire Alarm | Installation of new fire alarm equipment (duct detectors) on existing fire alarm system as part of renovation | 2275 | - | - | - | - | - | BFPE INTERNATIONAL | 7627 WHITEPINE RD | RICHMOND | VA | 23237
FIR2020-00331 | 773-740-5180 | 5000 LIBBIE MILL EAST BLVD | 2020-06-04 | Issued | Commercial | Fire Protection Permit | Underground Fire Line/Riser | Installation 60LF of 6" DIP fire line from inside of curb to 5' inside building w/flanged connection 2' above FF elevation. (See sheet UTIL-1) | 6000 | KBS INC | 8050 KIMWAY DR | HENRICO | VA | 23228 | SHOOSMITH CONSTRUCTION INC | 11800 LEWIS RD | CHESTER | VA | 23831
FIR2020-00332 | 739-762-1061 | 11732 W BROAD ST | 2020-06-04 | Issued | Commercial | Fire Protection Permit | Sprinkler System | FLSA shall add / relocate ssprinklers per NFPA13 and according to new wall/ceiling layouts. | 72217 | DRAKE CONSTRUCTION OF OHIO INC | 1545 E 18TH ST | CLEVELAND | OH | 44114 | FIRE & LIFE SAFETY AMERICA | 8827 STAPLES MILL RD | RICHMOND | VA | 23228
FIR2020-00333 | 764-752-1265 | 8004 W BROAD ST | 2020-06-10 | Issued | Commercial | Fire Protection Permit | Fire Supression System | Install wet chemical system in kitchen exhaust hood | 3000 | GENESIS SERVICES CORPORATION | 3012 BIRCHBROOK ROAD | HENRICO | VA | 23228 | P B & J FIRE PROTECTION INC | 9000 PINEY BRANCH LN | PROVIDENCE FORGE | VA | 23140
FIR2020-00334 | 740-762-9681 | 11424 W BROAD ST | 2020-06-10 | Finaled | Commercial | Fire Protection Permit | Kitchen Hood System | Relocate nozzels to new equipment line up under existing hood | 1000 | GENESIS SERVICES CORPORATION | 3012 BIRCHBROOK ROAD | HENRICO | VA | 23228 | P B & J FIRE PROTECTION INC | 9000 PINEY BRANCH LN | PROVIDENCE FORGE | VA | 23140
FIR2020-00335 | 751-767-0759 | 10900 NUCKOLS RD | 2020-06-08 | Finaled | Commercial | Fire Protection Permit | Fire Alarm | Relocate strobes and horn/strobes fornew tenant layout | 1200 | DEPOMPEO BUILDING COMPANY LLC | 77 RIVER BEND LANE | KING WILLIAM | VA | 23036 | ATLANTIC CONSTRUCTORS INC | 1401 BATTERY BROOKE PKWY | RICHMOND | VA | 23237
FIR2020-00336 | 751-767-0759 | 10900 NUCKOLS RD | 2020-06-04 | Finaled | Commercial | Fire Protection Permit | Sprinkler System | Add and relocate spinkler heads for new tenant layout | 2500 | DEPOMPEO BUILDING COMPANY LLC | 77 RIVER BEND LANE | KING WILLIAM | VA | 23036 | ATLANTIC CONSTRUCTORS INC | 1401 BATTERY BROOKE PKWY | RICHMOND | VA | 23237
FIR2020-00337 | 797-712-4379.001 | 5000 OLD MAIN ST | 2020-06-02 | Issued | Commercial | Fire Protection Permit | Underground Fire Line/Riser | Install 8" ductline iron pipe from city detector check to 12" inside building face with flange connection for others | 3500 | KBS INC | 8050 KIMWAY DR | HENRICO | VA | 23228 | HSB CONTRACTING LLC | 559 SOUTHLAKE BLVD | RICHMOND | VA | 23236
FIR2020-00338 | 774-740-0804 | 5000 BAKERS MILL LN | 2020-06-02 | Finaled | Commercial | Fire Protection Permit | Fire Alarm | Modify the existing Fire Alarm system LM Building 3. Provide new devices, relocate and demo existing devices shown on drawings. | 8689 | M L BELL CONSTRUCTION LLC | 11008 RICHARDSON RD | ASHLAND | VA | 23005 | JOHNSON CONTROLS FIRE PROTECTION | 8555 MAGELLAN PKWY | RICHMOND | VA | 23227
FIR2020-00339 | 774-740-0804 | 5000 BAKERS MILL LN | 2020-06-02 | Finaled | Commercial | Fire Protection Permit | Fire Alarm | Modify existing fire alarm system: Provide new devices, relocate and demo existing devices as shown on drawings, | 5547 | M L BELL CONSTRUCTION LLC | 11008 RICHARDSON RD | ASHLAND | VA | 23005 | JOHNSON CONTROLS FIRE PROTECTION | 8555 MAGELLAN PKWY | RICHMOND | VA | 23227
FIR2020-00340 | 777-737-7858 | 2256 DABNEY RD | 2020-06-11 | Canceled | Commercial | Fire Protection Permit | Fire Alarm | Relotaction of existing fire alarm devices to account for new lay-out | 5000 | GILBANE BUILDING CO INC | 1001 BOULDERS PARKWAY | RICHMOND | VA | 23225 | BAGBY ELECTRIC CO OF VA INC | 11194 LEADBETTER RD | ASHLAND | VA | 23005
FIR2020-00342 | 761-754-2518 | 3201 SKIPWITH RD | 2020-06-22 | Issued | Commercial | Fire Protection Permit | Fire Alarm | Furnish New Fire Alarm System in New Detail Shop | 1500 | KBS INC | 8050 KIMWAY DR | HENRICO | VA | 23228 | TATE & HILL INC | 2812 DECATUR ST | RICHMOND | VA | 23224
FIR2020-00343 | 761-754-2518 | 3201 SKIPWITH RD | 2020-06-23 | Issued | Commercial | Fire Protection Permit | Sprinkler System | Install new wet sprinkler system with reduced pressure detecctor check backflow | 13280 | KBS INC | 8050 KIMWAY DR | HENRICO | VA | 23228 | ETEC FIRE PROTECTION | 3205 W MOORE ST | RICHMOND | VA | 23230
FIR2020-00344 | 812-713-6324 | 5250 KLOCKNER DR | 2020-06-08 | Issued | Commercial | Fire Protection Permit | Sprinkler System | Rework existing sprinkler system to properly protect new tenant layout. | 4480 | J A HEISLER CONTRACTING CO INC | 3201 LANVALE AVE | RICHMOND | VA | 23230 | ETEC FIRE PROTECTION | 3205 W MOORE ST | RICHMOND | VA | 23230
FIR2020-00345 | 772-740-8949 | 5501 COOPERS WALK LN | 2020-06-08 | Issued | Residential | Fire Protection Permit | Underground Fire Line/Riser | New construction run fire line from house to valve | 1000 | GUMENICK HOMEBUILDING LLC | 4901 LIBBIE MILL EAST BLVD | RICHMOND | VA | 23230 | RONCO PLUMBING | 440 SOUTHLAKE BLVD | NORTH CHESTERFIELD | VA | 23236
FIR2020-00346 | 772-740-9249 | 5503 COOPERS WALK LN | 2020-06-08 | Issued | Residential | Fire Protection Permit | Underground Fire Line/Riser | New construction run fire line from house to valve | 1000 | GUMENICK HOMEBUILDING LLC | 4901 LIBBIE MILL EAST BLVD | RICHMOND | VA | 23230 | RONCO PLUMBING | 440 SOUTHLAKE BLVD | NORTH CHESTERFIELD | VA | 23236
FIR2020-00347 | 772-740-9449 | 5505 COOPERS WALK LN | 2020-06-08 | Issued | Residential | Fire Protection Permit | Underground Fire Line/Riser | New construction run fire line from house to valve | 1000 | GUMENICK HOMEBUILDING LLC | 4901 LIBBIE MILL EAST BLVD | RICHMOND | VA | 23230 | RONCO PLUMBING | 440 SOUTHLAKE BLVD | NORTH CHESTERFIELD | VA | 23236
FIR2020-00348 | 772-740-9649 | 5507 COOPERS WALK LN | 2020-06-08 | Issued | Residential | Fire Protection Permit | Underground Fire Line/Riser | New construction run fire line from house to valve | 1000 | GUMENICK HOMEBUILDING LLC | 4901 LIBBIE MILL EAST BLVD | RICHMOND | VA | 23230 | RONCO PLUMBING | 440 SOUTHLAKE BLVD | NORTH CHESTERFIELD | VA | 23236
FIR2020-00350 | 752-743-9774 | 1420 N PARHAM RD | 2020-06-08 | Issued | Commercial | Fire Protection Permit | Fire Alarm | Installation of new fire alarm system | 24432 | HOURIGAN CONSTRUCTION CORP | 411 EAST FRANKLIN ST | RICHMOND | VA | 23219 | VSC FIRE & SECURITY | 10343-A KINGS ACRES RD | ASHLAND | VA | 23005
FIR2020-00351 | 761-754-2518 | 3201 SKIPWITH RD | 2020-06-16 | Inspection | Commercial | Fire Protection Permit | Underground Fire Line/Riser | Install underground fireline to within 5' of proposed building | 8000 | KBS INC | 8050 KIMWAY DR | HENRICO | VA | 23228 | LARS GROUP INC | 5360 DISCOVERY PARK BLVD | WILLIAMSBURG | VA | 23188
FIR2020-00352 | 771-752-8623 | 8129 STAPLES MILL RD | 2020-06-10 | Issued | Commercial | Fire Protection Permit | Fire Supression System | Install Kidde UL300 Compliant Fire Suppression System on 2 Hoods | 3451 | LOPEZ | 101 ROSEGILL RD | N CHESTERFIELD | VA | 23236 | FIRE PROTECTION EQUIPMENT | 7206 IMPALA DR | HENRICO | VA | 23228
FIR2020-00353 | 847-703-4371 | 6000 TECHNOLOGY BLVD | 2020-06-23 | Issued | Commercial | Fire Protection Permit | Sprinkler System | Add/relocate heads on third floor for new elevator lobby. Also, adding 5 fire extinguishers on the ovrall 3rd floor | 11220 | HITT CONTRACTING INC | 2900 FAIRVIEW PARK DR | FALLS CHURCH | VA | 22204 | VSC FIRE & SECURITY | 10343-A KINGS ACRES RD | ASHLAND | VA | 23005
FIR2020-00354 | 769-755-9509 | 8702 STAPLES MILL RD | 2020-06-12 | Issued | Commercial | Fire Protection Permit | Fire Alarm | Install new fire alarm system per drawings | 17000 | ENGELSMA CONST | 7119 31ST ST AVE N | NEW HOPE | MN | 55427 | ACE ELECTRIC COMPANY INC | 5608 GREENDALE ROAD | HENRICO | VA | 23228
FIR2020-00355 | 784-748-2229 | 5928 LAUREL BED LN | 2020-06-16 | Inspection | Commercial | Fire Protection Permit | Underground Fire Line/Riser | Install fire line to 1' above finished floor | 4000 | STANLEY MARTIN COMPANIES LLC | 11710 PLAZA AMERICA DR | RESTON | VA | 20190 | ROBERT M MARTIN ENTERPRISES | 16516 HAPPY HILL RD | S CHESTERFIELD | VA | 23834
FIR2020-00356 | 784-748-2229 | 5914 LAUREL BED LN | 2020-06-16 | Issued | Commercial | Fire Protection Permit | Underground Fire Line/Riser | Install fire line to 1' above finished floor | 4000 | STANLEY MARTIN COMPANIES LLC | 11710 PLAZA AMERICA DR | RESTON | VA | 20190 | ROBERT M MARTIN ENTERPRISES | 16516 HAPPY HILL RD | S CHESTERFIELD | VA | 23834
FIR2020-00357 | 750-765-9452 | 4551 COX RD | 2020-06-18 | Issued | Commercial | Fire Protection Permit | Fire Alarm | modify existingfire alarm for tenant | 1795 | HIGHWOODS PROPERTIES INC | 4501 HIGHWOODS PKWY | GLEN ALLEN | VA | 23060 | ETEC FIRE PROTECTION | 3205 W MOORE ST | RICHMOND | VA | 23230
FIR2020-00358 | 750-765-9452 | 4551 COX RD | 2020-06-18 | Issued | Commercial | Fire Protection Permit | Sprinkler System | Modify existing Sprinkler for tenant | 1945 | HIGHWOODS PROPERTIES INC | 4501 HIGHWOODS PKWY | GLEN ALLEN | VA | 23060 | ETEC FIRE PROTECTION | 3205 W MOORE ST | RICHMOND | VA | 23230
FIR2020-00359 | 757-756-4724 | 9125 W BROAD ST Unit: A | 2020-06-18 | Issued | Commercial | Fire Protection Permit | Sprinkler System | VSC to renovate existing Sprinkler System for new tenant | 35250 | PARTNERS IN CONSTRUCTION LLC | 1510 COLUMBUS AVE | PORTSMOUTH | VA | 23704 | VSC FIRE & SECURITY | 10343-A KINGS ACRES RD | ASHLAND | VA | 23005
FIR2020-00360 | 748-761-1572 | 4225 INNSLAKE DR | 2020-06-18 | Issued | Commercial | Fire Protection Permit | Underground Fire Line/Riser | Install 6" Fire line from boundary valve to 12" above finish floor inside builing Includes 6" remote FDC. | 14000 | HOURIGAN CONSTRUCTION CORP | 411 EAST FRANKLIN ST | RICHMOND | VA | 23219 | HSB CONTRACTING LLC | 559 SOUTHLAKE BLVD | RICHMOND | VA | 23236
FIR2020-00361 | 764-754-6996 | 7702 E PARHAM RD | 2020-06-18 | Issued | Commercial | Fire Protection Permit | Fire Alarm | Fire alarm 2nd floor tenant renovation. Modify exiting fire alarm system. Provide new devices, relocate and demo existing devices a shown on contract drawings | 86790 | DOMINION CONSTRUCTION PARTNERS LLC | 4198 COX RD SUITE 202 | GLEN ALLEN | VA | 23060 | JOHNSON CONTROLS FIRE PROTECTION | 8555 MAGELLAN PKWY | RICHMOND | VA | 23227
FIR2020-00362 | 797-711-6097 | 2 SHIPLOCK ROW | 2020-06-18 | Issued | Commercial | Fire Protection Permit | Underground Fire Line/Riser | Install private fire line from city detector check to 32 Townhome units, including 3" RP2 backflow device and 4" remote FDC. This work includes 32 service lines into each unit. | 93000 | - | - | - | - | - | HSB CONTRACTING LLC | 559 SOUTHLAKE BLVD | RICHMOND | VA | 23236
FIR2020-00363 | 752-739-1406 | 601 N PARHAM RD | 2020-06-25 | Inspection | Commercial | Fire Protection Permit | Underground Fire Line/Riser | Install 80.00 FT 6" PVC Fireline from 6" Boundry Valve to 1' above finish floor Install 80.00 FT 6' Iron Fireline from 6" FDC to 1' above finish floor | 21100 | LOUGHRIDGE & COMPANY LLC | 5711 STAPLES MILL RD | RICHMOND | VA | 23228 | CASTLE EQUIPMENT CORP | 2000 BELLWOOD RD | RICHMOND | VA | 23237
FIR2020-00365 | 847-703-4371 | 6000 TECHNOLOGY BLVD | 2020-06-22 | Issued | Commercial | Fire Protection Permit | Fire Alarm | Modify existing fire alarm system due to renovations of the 3rd floor elevator lobby | 7310 | HITT CONTRACTING INC | 2900 FAIRVIEW PARK DR | FALLS CHURCH | VA | 22204 | VSC FIRE & SECURITY INC | 9424-J ATLEE COMMERCE BLVD | ASHLAND | VA | 23005
FIR2020-00366 | 798-739-5759 | 4101 CAROLINA AVE | 2020-06-22 | Issued | Commercial | Fire Protection Permit | Fire Alarm | Adding 3 new duct detectors for new HVAC units. Add 1 new smoke detector ini new electrical service room. | 6190 | - | - | - | - | - | VSC FIRE & SECURITY INC | 9424-J ATLEE COMMERCE BLVD | ASHLAND | VA | 23005
FIR2020-00367 | 818-707-0077 | 2841 CHARLES CITY RD | 2020-06-30 | Issued | Commercial | Fire Protection Permit | Sprinkler System | Modify existing sprinkler for tenant. | 2235 | HITT CONTRACTING INC | 2900 FAIRVIEW PARK DR | FALLS CHURCH | VA | 22204 | ETEC FIRE PROTECTION | 3205 W MOORE ST | RICHMOND | VA | 23230
FIR2020-00368 | 732-764-7831 | 3400 HAYDENPARK LN | 2020-06-24 | Issued | Commercial | Fire Protection Permit | Sprinkler System | Rework existing sprinkler system to properly protect new tenant layout. | 11700 | - | - | - | - | - | ETEC FIRE PROTECTION | 3205 W MOORE ST | RICHMOND | VA | 23230
FIR2020-00369 | 778-737-2224 | 2231 DABNEY RD | 2020-06-23 | Issued | Commercial | Fire Protection Permit | Fire Alarm | New Fire Alarm System per drawings. | 40000 | GILBANE BUILDING CO INC | 1001 BOULDERS PARKWAY | RICHMOND | VA | 23225 | BAGBY ELECTRIC CO OF VA INC | 11194 LEADBETTER RD | ASHLAND | VA | 23005
FIR2020-00370 | 777-737-7858 | 2256 DABNEY RD | 2020-06-22 | Issued | Commercial | Fire Protection Permit | Fire Alarm | Rework existing fire alarm for new wall layout | 5000 | GILBANE BUILDING CO INC | 1001 BOULDERS PARKWAY | RICHMOND | VA | 23225 | BAGBY ELECTRIC CO OF VA INC | 11194 LEADBETTER RD | ASHLAND | VA | 23005
FIR2020-00371 | 747-757-3086 | 3417 COX RD | 2020-06-22 | Finaled | Commercial | Fire Protection Permit | Kitchen Hood System | FIELD HOOK UP AND COMMISSION OF A UL 300 WET AGENT FIRE SYSTEM IN A NEW HOOD | 1800 | - | - | - | - | - | C E BUTNER & SON INC | P O BOX 25598 | RICHMOND | VA | 23260
FIR2020-00372 | 760-757-5611 | 8716 W BROAD ST | 2020-06-29 | Issued | Commercial | Fire Protection Permit | Fire Alarm | INSTALLING AN ELECTIVE FIRE ALARM SYSTEM, 1 FIRE ALARM PANEL, 1 ANNUNCIATOR, 4 PULL STATIONS, 2 HEAT DETECTORS, 11 SMOKE DETECTORS, 14 HORN STROBES AND 5 STROBE ONLY | 15490.08 | - | - | - | - | - | RICHMOND ALARM CO | 14121 JUSTICE RD | MIDLOTHIAN | VA | 23113
FIR2020-00375 | 816-713-7206 | 5219 S LABURNUM AVE | 2020-06-26 | Hold | Commercial | Fire Protection Permit | Kitchen Hood System | Field hook up an ansul fire system uc 300 in a captive air hood new | 1800 | OLD DOMINION METAL PRODUCTS INC | 1601-A OVERBROOK RD | RICHMOND | VA | 23220 | C E BUTNER & SON INC | P O BOX 25598 | RICHMOND | VA | 23260
FIR2020-00377 | 764-746-8464 | 2809 EMERYWOOD PKWY | 2020-06-26 | Issued | Commercial | Fire Protection Permit | Sprinkler System | Relocate sprinklers on existing wet pipe system to accommodate new wall layout | 3897 | FASTRAC GENERAL CONTRACTORS INC | 1141 JEFFERSON GREEN CIR | MIDLOTHIAN | VA | 23113 | EAGLE FIRE INC | 7459 WHITE PINE RD | RICHMOND | VA | 23237
MEC2020-01241 | 734-757-4653 | 3125 LAUDERDALE DR | 2020-06-16 | Issued | Commercial | Mechanical Permit | Installation - New | Install duct work & RTUs | 18000 | - | - | - | - | - | H J PLUMBING & HEATING LLC | 4875 OLD FREDERICKSBURG RD | MINERAL | VA | 23117
MEC2020-01270 | 738-769-7141 | 14399 NORTH GAYTON RD | 2020-06-26 | Issued | Commercial | Mechanical Permit | Installation - New | Run refrigeration piping for combination walk-in cooler/freezer | 5910 | - | - | - | - | - | NATIONWIDE REFRIGERATION | 11996 BALLS FORD RD | MANASSAS | VA | 20109
MEC2020-01306 | 815-709-4631 | 5601 EASTPORT BLVD | 2020-06-02 | Issued | Commercial | Mechanical Permit | Alteration | Demo existing HVAC split system & ductwork. Relocate thermostat & diffusers. | 24960 | DALLEN CONSTRUCTION | 6410 MALLORY DR | RICHMOND | VA | 23226 | MECHANICAL SOLUTIONS LLC | 2423 GRENOBLE RD | RICHMOND | VA | 23294
MEC2020-01308 | 774-740-0804 | 5000 BAKERS MILL LN | 2020-06-04 | Finaled | Commercial | Mechanical Permit | Alteration | Install (2) 14 seer heat pumps with 9 tons of cooling with assoicated air distribution. Install (3) exhaust fans with associated venting | 40400 | M L BELL CONSTRUCTION LLC | 11008 RICHARDSON RD | ASHLAND | VA | 23005 | ENVIRONMENT SPECIALIST INCORPORATED | 11216 AIR PARK RD | ASHLAND | VA | 23005
MEC2020-01313 | 798-739-5759 | 4101 CAROLINA AVE | 2020-06-15 | Issued | Commercial | Mechanical Permit | Alteration | Install (3) 100-ton units (furnished by others) to serve an existing warehouse. Includes associated duct and gas piping. | 522319 | TRANE | 10408 LAKERIDGE PKWY | ASHLAND | VA | 23005 | ETEC MECHANICAL | 8820 PARK CENTRAL DR | HENRICO | VA | 23227
MEC2020-01354 | 747-735-6082 | 103 N MOORELAND RD | 2020-06-02 | Inspection | Commercial | Mechanical Permit | Installation - New | Installing new piping for future heating mains | 100000 | - | - | - | - | - | BAKER & HAZLEWOOD MECH CONT | 320 LORDLEY LN | RICHMOND | VA | 23224
MEC2020-01370 | 760-757-5611 | 8716 W BROAD ST | 2020-06-26 | Issued | Commercial | Mechanical Permit | Alteration | Provide and install new split system | 113550 | DALLAN CONSTRUCTION INC | 4900 FITZHUGH AVE | RICHMOND | VA | 23230 | MECHANICAL SOLUTIONS LLC | 2423 GRENOBLE RD | RICHMOND | VA | 23294
MEC2020-01453 | 782-772-7831 | 10985 LITTLE FIVE LOOP | 2020-06-04 | Finaled | Residential | Mechanical Permit | Installation - New | Install prefab gas fireplace | 1000 | LIFESTYLE HOME BUILDERS | 4561 LIFESTYLE LANE | MIDLOTHIAN | VA | 23112 | HEARTH AND HOME TECHNOLOGIES | 10126 HARRY J PARRISH BLVD | MANASSAS | VA | 20110
MEC2020-01454 | 736-768-6309 | 12364 HEPLER RIDGE CT | 2020-06-04 | Finaled | Residential | Mechanical Permit | Installation - New | Install prefab gas fireplace | 1000 | RYAN HOMES | 7501 BOULDERS VIEW DRIVE | RICHMOND | VA | 23225 | HEARTH AND HOME TECHNOLOGIES | 10126 HARRY J PARRISH BLVD | MANASSAS | VA | 20110
MEC2020-01455 | 738-766-2626 | 12134 ELNORA LN | 2020-06-02 | Issued | Residential | Mechanical Permit | Installation - New | Install HVAC system in New SFD | 12125 | STANLEY MARTIN COMPANIES LLC | 11551 NUCKOLS RD | GLEN ALLEN | VA | 23059 | FOSTER PLMBG & HEATING INC | P O BOX 35731 | RICHMOND | VA | 23235
MEC2020-01459 | 747-774-0162 | 120 EASTSHORE DR | 2020-06-05 | Issued | Commercial | Mechanical Permit | Alteration | Relocate existing lay ins & add new lay ins as needed | 15000 | CAPITAL CONSTRUCTION GROUP | 3136 HUGUENOT TRAIL | POWHATAN | VA | 23139 | CROSS CREEK MECHANICAL | 12733 OAK LAKE CT, STE C | MIDLOTHIAN | VA | 23112
MEC2020-01460 | 752-753-8777 | 2422 UNIVERSITY PARK BLVD | 2020-06-04 | Finaled | Commercial | Mechanical Permit | Replacement | Remove (3) existing tankless water heaters and replace with like size and capacity. RE-use of the flue piping, electrical, and all water connections | 13150 | - | - | - | - | - | HARRIS MECHANICAL SERVICES | 8816 BROOK ROAD | GLEN ALLEN | VA | 23060
MEC2020-01461 | 804-732-8422 | 2901 THALEN ST | 2020-06-04 | Issued | Commercial | Mechanical Permit | Replacement | Chiller and dehumidification unit replacements | 428220 | - | - | - | - | - | SOUTHWORTH MECHANICAL CORP | P O BOX 7926 | RICHMOND | VA | 23223
MEC2020-01470 | 805-717-8140 | 4405 KING'S BISHOP RD | 2020-06-01 | Inspection | Residential | Mechanical Permit | Installation - New | New HVAC installation. | 4353.12 | - | - | - | - | - | 1ST DUE SOLUTIONS LLC | P.O. BOX 38791 | HENRICO | VA | 23231
MEC2020-01479 | 791-740-4089 | 4000 PILOTS LN | 2020-06-08 | Finaled | Commercial | Mechanical Permit | Replacement | Replacement of (1) 3.5 Ton Heat Pump replacement like for like. Unit located on the ground. | 3207 | - | - | - | - | - | JAMES RIVER AIR COND | 1905 WESTMORELAND ST | RICHMOND | VA | 23230
MEC2020-01487 | 762-753-9614 | 8093 W BROAD ST | 2020-06-09 | Finaled | Commercial | Mechanical Permit | Replacement | Replacement of like for like 7.5 ton roof top package A/C gas unit | 14000 | - | - | - | - | - | LENNOX NATIONAL ACCOUNT SVCS | 3511 NE 22ND AVE | FORT LAUDERDALE | FL | 33308
MEC2020-01490 | 760-771-2927 | 5845 DORTON LN | 2020-06-01 | Issued | Residential | Mechanical Permit | Replacement | Replacing 2 ton AC & 2 ton Coil in crawl space | 6408 | - | - | - | - | - | WOODFIN HEATING | 1823 N HAMILTON ST | RICHMOND | VA | 23230
MEC2020-01491 | 752-734-9505 | 25 COUNTRYSIDE LN | 2020-06-01 | Issued | Residential | Mechanical Permit | Replacement | Replace 1.5 ton Heat Pump (electric) in sunroom | 5847 | - | - | - | - | - | WOODFIN HEATING | 1823 N HAMILTON ST | RICHMOND | VA | 23230
MEC2020-01492 | 816-727-5797 | 205 WESTOVER AVE | 2020-06-04 | Inspection | Residential | Mechanical Permit | Installation - New | Install a Mini Split 1 ton system to acomodate the new bedroom addition. | 2700 | CLJ CONTRACTING | 6401 OLDBERN RD | CHESTERFIELD | VA | 23832 | CLJ CONTRACTING, LLC | 6401 OLDBERN RD. | CHESTERFIELD | VA | 23832
MEC2020-01494 | 778-750-0206 | 2610 LINCOLN AVE | 2020-06-02 | Inspection | Residential | Mechanical Permit | Replacement | Remove oil fired boiler. Furnish and install Navirn NCB 240 A high effiencey and water heater. | 9900 | - | - | - | - | - | CARROLL PLUMBING & HEATING INC | 2108 MAYWILL STREET | RICHMOND | VA | 23230
MEC2020-01496 | 842-666-5226 | 5255 PICKETT RIVER DR | 2020-06-05 | Issued | Residential | Mechanical Permit | Other | Bury 320 ug tank and trench line to outside slab | 800 | - | - | - | - | - | BLOSSMAN GAS | 2009 NEW DORSET RD | POWHATAN | VA | 23139
MEC2020-01502 | 782-767-8305 | 9704 MAGNOLIA POINTE PL | 2020-06-04 | Issued | Residential | Mechanical Permit | Replacement | Replace gas furnace like for like 80K BTU | 3000 | - | - | - | - | - | AMERICAN RESIDENTIAL SERVICES | 12916 OLD STAGE RD | CHESTER | VA | 23836
MEC2020-01503 | 761-740-8069 | 1013 WESTHAM PKWY | 2020-06-04 | Issued | Residential | Mechanical Permit | Replacement | Replace gas furnace like for like 75000 BTU | 6600 | - | - | - | - | - | AMERICAN RESIDENTIAL SERVICES | 12916 OLD STAGE RD | CHESTER | VA | 23836
MEC2020-01504 | 754-752-3680 | 2423 BOISSEVAIN RD | 2020-06-08 | Issued | Residential | Mechanical Permit | Replacement | Replace gas furnace like for like 80K BTU | 8648 | - | - | - | - | - | AMERICAN RESIDENTIAL SERVICES | 12916 OLD STAGE RD | CHESTER | VA | 23836
MEC2020-01505 | 771-741-9004 | 5611 INDIGO RD | 2020-06-03 | Issued | Residential | Mechanical Permit | Installation - New | Installation of mini-split (senville SENL - 24 CD/X) | 500 | - | - | - | - | - | - | - | - | - | -
MEC2020-01509 | 819-694-7860 | 2999 DARBYTOWN RD | 2020-06-04 | Issued | Commercial | Mechanical Permit | Installation - New | Install hood and duct system | 20804.56 | - | - | - | - | - | OLD DOMINION AIR INC | 1601-A OVERBROOK RD | RICHMOND | VA | 23220
MEC2020-01511 | 747-757-3086 | 3417 COX RD | 2020-06-02 | Finaled | Commercial | Mechanical Permit | Installation - New | Install hood & duct system | 37786.78 | - | - | - | - | - | OLD DOMINION METAL PRODUCTS | 1601-A OVERBROOK RD | RICHMOND | VA | 23220
MEC2020-01513 | 777-737-7858 | 2256 DABNEY RD | 2020-06-17 | Issued | Commercial | Mechanical Permit | Alteration | Duct modifications, extending refrigerent piping and condensate, new GRD's new insulation test & balance and start up | 14275 | GILBANE BUILDING CO INC | 1001 BOULDERS PARKWAY | RICHMOND | VA | 23225 | OLD DOMINION MECHANICAL | 800 W LEIGH ST | RICHMOND | VA | 23220
MEC2020-01514 | 782-754-7981 | 8011 VILLA PARK DR | 2020-06-02 | Issued | Commercial | Mechanical Permit | Alteration | Duct modifications, install new fire dampers | 15000 | BALFOUR BEATTY CONSTRUCTION, LLC | 3100 MCKINNON STREET | DALLAS | TX | 75201 | ATLANTIC CONSTRUCTORS INC | 1401 BATTERY BROOKE PKWY | RICHMOND | VA | 23237
MEC2020-01518 | 763-768-2749 | 3628 GRACIE LN | 2020-06-11 | Issued | Residential | Mechanical Permit | Installation - New | Installation of HVAC equipment and ductwork | 6000 | RYAN HOMES | 7501 BOULDERS VIEW DRIVE | RICHMOND | VA | 23225 | SUPERIOR PLUMBING HEATING & AIR INC | 2809 ACKLEY AVE | RICHMOND | VA | 23228
MEC2020-01519 | 736-768-4637 | 4750 HEPLER RIDGE WAY | 2020-06-05 | Issued | Residential | Mechanical Permit | Installation - New | Installation of HVAC equipment and ductwork | 6000 | RYAN HOMES | 7501 BOULDERS VIEW DRIVE | RICHMOND | VA | 23225 | SUPERIOR PLUMBING HEATING & AIR INC | 2809 ACKLEY AVE | RICHMOND | VA | 23228
MEC2020-01526 | 751-734-7717 | 203 RUNNING CEDAR LN | 2020-06-01 | Issued | Residential | Mechanical Permit | Replacement | Replacement 90% gas furnace | 15839 | - | - | - | - | - | WOODFIN HEATING | 1823 N HAMILTON ST | RICHMOND | VA | 23230
MEC2020-01527 | 812-713-6324 | 5250 KLOCKNER DR | 2020-06-04 | Issued | Commercial | Mechanical Permit | Replacement | Demothe existng supply and return ductwork and replace with exterior insulated galvanized round trunk ductwork with flexible supplies & returns. Install new supply & return grilles. Drawing M-1 | 20500 | S B COX INC-(COMMERCIAL) | 901 POTOMAC STREET | HENRICO | VA | 23231 | HANOVER AIR SYSTEMS, INC | 8162 ELM DRIVE | MECHANICSVILLE | VA | 23111
MEC2020-01528 | 789-756-5362 | 8303 BOWERS LN | 2020-06-01 | Issued | Residential | Mechanical Permit | Installation - New | Installing direct vent gas fireplace | 5874 | JLC MANAGEMENT INC | 7345 CLARK CIR | MECHANICSVILLE | VA | 23111 | GREEN ENERGY CONCEPTS | 8151 MECHANICSVILLE TPK | MECHANICSVILLE | VA | 23111
MEC2020-01529 | 741-748-6144 | 1912 WINDINGRIDGE DR | 2020-06-01 | Issued | Residential | Mechanical Permit | Installation - New | Installing a gas insert to an existing gas line | 3215 | - | - | - | - | - | GREEN ENERGY CONCEPTS | 8151 MECHANICSVILLE TPK | MECHANICSVILLE | VA | 23111
MEC2020-01530 | 789-756-4919 | 1003 DIANE LN | 2020-06-08 | Issued | Residential | Mechanical Permit | Replacement | Replace heat pump. | 6690 | - | - | - | - | - | WOODFIN HEATING INC | 1823 N HAMILTON ST | RICHMOND | VA | 23230
MEC2020-01531 | 791-758-6730 | 517 PLANTATION DR | 2020-06-01 | Finaled | Residential | Mechanical Permit | Tank Removal/Pump and Cap | Removal of 500 gallon #2 fuel oil tank. VDEQ PC #2020-4316 | 1200 | - | - | - | - | - | ACTION EARTHTEC INC | 8112 HOLDSWORTH RD | DISPUTANTA | VA | 23842
MEC2020-01532 | 745-754-9681 | 2496 CEDAR CONE DR | 2020-06-08 | Issued | Residential | Mechanical Permit | Replacement | Replace heat pump. | 10462 | - | - | - | - | - | WOODFIN HEATING INC | 1823 N HAMILTON ST | RICHMOND | VA | 23230
MEC2020-01533 | 829-719-9119 | 1734 MARY ST | 2020-06-02 | Inspection | Residential | Mechanical Permit | Tank Removal/Pump and Cap | Remove a 300 gal heating oil UST | 1350 | - | - | - | - | - | JAMES RIVER ENVIRONMENTAL, INC | 8075 LONG REACH RD | PROVIDENCE FORGE | VA | 23140
MEC2020-01534 | 766-738-0779 | 914 BEVRIDGE RD | 2020-06-02 | Issued | Residential | Mechanical Permit | Replacement | Remove existing equipment and replace with new A/C and gas furnace. no new duct work. | 7000 | - | - | - | - | - | BRADLEY MECHANICAL | 7830 COURTHOUSE THREE LN | N CHESTERFIELD | VA | 23237
MEC2020-01535 | 813-721-9785 | 5201 LACONIA DR | 2020-06-02 | Issued | Residential | Mechanical Permit | Replacement | Remove existing equipment and replace with new A/C and gas furnace. No new duct work. | 8000 | - | - | - | - | - | BRADLEY MECHANICAL | 7830 COURTHOUSE THREE LN | N CHESTERFIELD | VA | 23237
MEC2020-01536 | 805-703-8219 | 6901 FOX DOWNS DR | 2020-06-25 | Issued | Residential | Mechanical Permit | Replacement | Replacing 3.5 Ton A/C & 110,000 BTU gas furnace with same *No Duct Work* | 10155 | - | - | - | - | - | SERVICE EXPERTS HTG & AC | 1607 RHOADMILLER ST | RICHMOND | VA | 23220
MEC2020-01537 | 746-756-5165 | 10009 WOODBARON WAY | 2020-06-08 | Issued | Residential | Mechanical Permit | Replacement | Replacing 3.5 Ton Heat Pump & 90,000 BTU Gas Furnace with same *No uct Work* | 15681 | - | - | - | - | - | SERVICE EXPERTS HTG & AC | 1607 RHOADMILLER ST | RICHMOND | VA | 23220
MEC2020-01538 | 772-755-4030 | 8607 BROADWAY AVE | 2020-06-05 | Issued | Residential | Mechanical Permit | Installation - New | 2 1/2 Ton Heat Pump with Air Handler, Lines, Pad, Pan, Grilles, Duct and Digital T-Stat | 7000 | ABLE & DONE RIGHT INC | 8600 QUIOCCASIN RD | HENRICO | VA | 23229 | DESIGN AIR LLC | 9730 JEFFERSON DAVIS HWY | RICHMOND | VA | 23237
MEC2020-01539 | 779-758-7503 | 1744 E PARHAM RD | 2020-06-24 | Issued | Commercial | Mechanical Permit | Gas Piping | Installation of a Carrier Package rooftop unit | 16000 | FORTIS CONSTRUCTION GROUP LLC | 12258 N OAKS DR | ASHLAND | VA | 23005 | LAWMAN HEATING & COOLING INC | 5601 BIGGS RD | RICHMOND | VA | 23224
MEC2020-01540 | 800-734-7179 | 3422 PEMBERTON AVE | 2020-06-02 | Finaled | Residential | Mechanical Permit | Replacement | Installing 2.5 ton Heat Pump | 6500 | - | - | - | - | - | DINO'S CONTRACTING SERVICES, LLC | 6803 STAPLES MILL RD | HENRICO | VA | 23228
MEC2020-01541 | 769-758-0594 | 3001 FOREST COVE DR | 2020-06-10 | Issued | Residential | Mechanical Permit | Replacement | Replace Gas Furnace | 4500 | - | - | - | - | - | AEROTECH MECHANICAL | P.O. BOX 2963 | MECHANICSVILLE | VA | 23116
MEC2020-01542 | 763-754-3546 | 7814 CAROUSEL LN | 2020-06-04 | Finaled | Commercial | Mechanical Permit | Alteration | Relocate thermostats and relocate & add diffusers | 5460 | COMMONWEALTH BUILDING SERVICES INC | 11091 CARTERS VALLEY TERRACE | CHESTERFIELD | VA | 23838 | MECHANICAL SOLUTIONS LLC | 2423 GRENOBLE RD | RICHMOND | VA | 23294
MEC2020-01543 | 816-713-7206 | 5219 S LABURNUM AVE | 2020-06-30 | Issued | Commercial | Mechanical Permit | Alteration | Install 12ft Type 1 hood, grease duct and make up air system | 22415.11 | JORGE GUTIERREZ | - | - | - | - | OLD DOMINION METAL PRODUCTS | 1601-A OVERBROOK RD | RICHMOND | VA | 23220
MEC2020-01544 | 839-700-8791 | 6701 POPLAR SPRING RD | 2020-06-03 | Issued | Residential | Mechanical Permit | Replacement | replace 2.5 ton heat pump | 6825 | - | - | - | - | - | WOODFIN HEATING | 1823 N HAMILTON ST | RICHMOND | VA | 23230
MEC2020-01545 | 738-758-0784 | 12108 MCINTYRE CT | 2020-06-03 | Issued | Residential | Mechanical Permit | Replacement | Replace 12K mini-split. | 4320 | - | - | - | - | - | WOODFIN HEATING INC | 1823 N HAMILTON ST | RICHMOND | VA | 23230
MEC2020-01546 | 791-755-3046 | 6303 FREDONIA RD | 2020-06-03 | Issued | Residential | Mechanical Permit | Replacement | Replace 3 ton heat pump. | 7348 | - | - | - | - | - | WOODFIN HEATING INC | 1823 N HAMILTON ST | RICHMOND | VA | 23230
MEC2020-01547 | 786-751-5033 | 5612 MOSS SIDE AVE | 2020-06-02 | Issued | Residential | Mechanical Permit | Installation - New | Installation of HVAC System(s) and Duct Work | 4339.8 | RIDGE HOMES LLC | 5319 WYTHE AVE | HENRICO | VA | 23226 | AIR FLOW HEATING & COOL LLC | 554-A SOUTHLAKE BLVD | NORTH CHESTERFIELD | VA | 23236
MEC2020-01548 | 730-760-1663 | 4015 COLLEGE VALLEY CT | 2020-06-04 | Issued | Residential | Mechanical Permit | Replacement | Replace 84K BTU Gas Furnace/3.5 Ton AC and 70K BTU Gas Furnace/3 Ton AC - like for like | 9516 | - | - | - | - | - | JAMES RIVER AIR COND | 1905 WESTMORELAND ST | RICHMOND | VA | 23230
MEC2020-01549 | 747-755-3384 | 3004 FOXMOORE CT | 2020-06-03 | Issued | Residential | Mechanical Permit | Gas Piping | Set 2-120g above ground LP tanks and pipe to 22kw Generator | 1000 | - | - | - | - | - | VIRGINIA POWER SOLUTIONS | 10102 WHITESEL RD | ASHLAND | VA | 23005
MEC2020-01550 | 759-771-2317 | 9113 CARRINGTON WOODS DR | 2020-06-04 | Finaled | Residential | Mechanical Permit | Replacement | Replace 50K BTU Gas Furnace/2.5 Ton AC and 60K BTU Gas Furnace/2.5 Ton AC - like for like | 9745 | - | - | - | - | - | JAMES RIVER AIR COND | 1905 WESTMORELAND ST | RICHMOND | VA | 23230
MEC2020-01551 | 741-770-0468 | 1854 GREY OAKS PARK LN | 2020-06-04 | Issued | Residential | Mechanical Permit | Installation - New | Installing a HVAC System w/duct | 20000 | BRADFORD HOMES INC | PO BOX 3943 | RICHMOND | VA | 23235 | PIERCE MECHANICAL INC | PO BOX 3294 | CHESTER | VA | 23831
MEC2020-01552 | 738-744-0689 | 11403 HOMESTEAD LN | 2020-06-04 | Finaled | Residential | Mechanical Permit | Replacement | Replace 75K BTU Gas Furnace/3 Ton AC - like for like | 4967 | - | - | - | - | - | JAMES RIVER AIR COND | 1905 WESTMORELAND ST | RICHMOND | VA | 23230
MEC2020-01553 | 751-751-6562 | 2103 COOL BROOK DR | 2020-06-04 | Issued | Residential | Mechanical Permit | Replacement | Replace 70K BTU Gas Furnace/2 Ton AC - like for like | 4992 | - | - | - | - | - | JAMES RIVER AIR COND | 1905 WESTMORELAND ST | RICHMOND | VA | 23230
MEC2020-01554 | 739-776-3949 | 5601 BELSTEAD LN | 2020-06-04 | Issued | Residential | Mechanical Permit | Replacement | Replace 50K BTU Gas Furnace/2 Ton AC - like for like | 4302 | - | - | - | - | - | JAMES RIVER AIR COND | 1905 WESTMORELAND ST | RICHMOND | VA | 23230
MEC2020-01555 | 763-742-5209 | 1400 HORSEPEN RD | 2020-06-05 | Finaled | Commercial | Mechanical Permit | Replacement | Replace 7.5 ton rooftop unit serving the chapel. Submittals attached - Weight old - 1015 lbs, Weight new - 1015 lbs | 6844 | - | - | - | - | - | JAMES RIVER AIR COND | 1905 WESTMORELAND ST | RICHMOND | VA | 23230
MEC2020-01556 | 771-736-2070 | 5306 MONUMENT AVE | 2020-06-04 | Issued | Residential | Mechanical Permit | Replacement | Replace 3 Ton AC/75,000 BTU Gas Furnace - like for like | 4600 | - | - | - | - | - | JAMES RIVER AIR COND | 1905 WESTMORELAND ST | RICHMOND | VA | 23230
MEC2020-01557 | 756-767-6605 | 9525 SOUTHMILL DR | 2020-06-04 | Issued | Residential | Mechanical Permit | Replacement | Replace Aquatherm System with 3 Ton Heat Pump | 4000 | - | - | - | - | - | JAMES RIVER AIR COND | 1905 WESTMORELAND ST | RICHMOND | VA | 23230
MEC2020-01558 | 745-771-0087 | 5143 DORIN HILL CT | 2020-06-04 | Issued | Residential | Mechanical Permit | Replacement | Replace 2 Ton AC/42,000 BTU Gas Furnace Upstairs 3 Ton AC/50,000 BTU Gas Furnace Downstairs - like for like | 10000 | - | - | - | - | - | JAMES RIVER AIR COND | 1905 WESTMORELAND ST | RICHMOND | VA | 23230
MEC2020-01559 | 763-764-6180.064 | 3306 CORROTOMAN RD | 2020-06-04 | Issued | Residential | Mechanical Permit | Replacement | Replace 4 Ton AC/75,000 BTU Gas Furnace - like for like | 5000 | - | - | - | - | - | JAMES RIVER AIR COND | 1905 WESTMORELAND ST | RICHMOND | VA | 23230
MEC2020-01560 | 739-753-8886 | 10949 POINT GREY RD | 2020-06-04 | Issued | Residential | Mechanical Permit | Replacement | Replace Aquatherm System With 3 Ton AC/56,000 | 5000 | - | - | - | - | - | JAMES RIVER AIR COND | 1905 WESTMORELAND ST | RICHMOND | VA | 23230
MEC2020-01561 | 771-759-0541 | 9706 LAUREL PINE DR | 2020-06-03 | Issued | Residential | Mechanical Permit | Gas Piping | trench approx. 80' gas line from propane tank to 22kw generator | 1250 | - | - | - | - | - | WOODFIN HEATING | 1823 N HAMILTON ST | RICHMOND | VA | 23230
MEC2020-01562 | 758-744-8860 | 1603 SANTA ROSA RD | 2020-06-04 | Issued | Commercial | Mechanical Permit | Alteration | Install duct work and heat pump system | 21149 | COMMONWEALTH CONSTRUCTION MANG | 7110 FOREST AVE | RICHMOND | VA | 23226 | MIDLOTHIAN MECHANICAL | 501 RESEARCH RD | CHESTERFIELD | VA | 23236
MEC2020-01563 | 756-753-4645 | 8703 BEACONTREE LN | 2020-06-10 | Issued | Commercial | Mechanical Permit | Alteration | Replace heat pumps, duct work, exhaust ducts from fire damage | 23441 | ML BELL CONSTRUCTION | 11029 RICHARDSON ROAD | ASHLAND | VA | 23005 | MIDLOTHIAN MECHANICAL | 501 RESEARCH RD | CHESTERFIELD | VA | 23236
MEC2020-01564 | 736-769-8987 | 12276 PORSCHE DR | 2020-06-05 | Issued | Residential | Mechanical Permit | Installation - New | Install HVAC system in New SFD | 12125 | STANLEY MARTIN COMPANIES,LLC | 5030 SADLER PLACE | GLEN ALLEN | VA | 23060 | FOSTER PLMBG & HEATING INC | P O BOX 35731 | RICHMOND | VA | 23235
MEC2020-01565 | 851-684-8074 | 8301 CAROLINE VINES WAY | 2020-06-08 | Finaled | Residential | Mechanical Permit | Replacement | Replace 2 ton heat pump condenser and air handlers/strip heat. | 7090 | - | - | - | - | - | WOODFIN HEATING INC | 1823 N HAMILTON ST | RICHMOND | VA | 23230
MEC2020-01566 | 750-772-0327 | 5095 MABEN HILL LN | 2020-06-08 | Finaled | Residential | Mechanical Permit | Installation - New | INSTALL PREFAB GAS FIREPLACE | 1000 | H H HUNT HOMES | 11237 NUCKOLS ROAD | GLEN ALLEN | VA | 23059 | HEARTH AND HOME TECHNOLOGIES | 10126 HARRY J PARRISH BLVD | MANASSAS | VA | 20110
MEC2020-01567 | 779-743-3082 | 2428 KENMORE RD | 2020-06-05 | Finaled | Residential | Mechanical Permit | Tank Removal/Pump and Cap | In-place closure of 500-gallon heating oil underground storage tank (UST) | 1450 | - | - | - | - | - | RICHMOND ENVIRONMENTAL GROUP INC | 8306 JONQUIL TERRACE | RICHMOND | VA | 23235
MEC2020-01569 | 780-772-9294 | 5015 DARRE HALL CT | 2020-06-08 | Issued | Residential | Mechanical Permit | Installation - New | INSTALL PREFAB GAS FIREPLACE | 1000 | SCHELL BROTHERS | 1919 HUGUENOT RD | NORTH CHESTERFIELD | VA | 23835 | HEARTH AND HOME TECHNOLOGIES | 10126 HARRY J PARRISH BLVD | MANASSAS | VA | 20110
MEC2020-01570 | 782-772-7652 | 10997 LITTLE FIVE LOOP | 2020-06-08 | Issued | Residential | Mechanical Permit | Installation - New | INSTALL PREFAB GAS FIREPLACE | 1000 | LEGAULT HOMES LLC | 5243 HICKORY PARK DR | RICHMOND | VA | 23059 | HEARTH AND HOME TECHNOLOGIES | 10126 HARRY J PARRISH BLVD | MANASSAS | VA | 20110
MEC2020-01571 | 750-750-6542 | 9600 PEMBERTON RIDGE LN | 2020-06-19 | Finaled | Residential | Mechanical Permit | Installation - New | INSTALL PREFAB GAS FIREPLACE | 1000 | RYAN HOMES | 7501 BOULDERS VIEW DRIVE | RICHMOND | VA | 23225 | HEARTH AND HOME TECHNOLOGIES | 10126 HARRY J PARRISH BLVD | MANASSAS | VA | 20110
MEC2020-01572 | 749-772-4142 | 10708 BALVIS HOLLOW CT | 2020-06-08 | Issued | Residential | Mechanical Permit | Installation - New | INSTALL PREFAB GAS FIREPLACE | 1000 | LIFESTYLE HOME BUILDERS | 4561 LIFESTYLE LANE | MIDLOTHIAN | VA | 23112 | HEARTH AND HOME TECHNOLOGIES | 10126 HARRY J PARRISH BLVD | MANASSAS | VA | 20110
MEC2020-01573 | 821-719-1859 | 520 EASTPARK CT | 2020-06-10 | Issued | Commercial | Mechanical Permit | Replacement | Replace like for like a 150,000 BTU gas fired duct furnace, air handler & condenser | 14000 | - | - | - | - | - | CCS MECHANICAL SERVICE LLC | P O BOX 1306 | JACKSON | NJ | 8527
MEC2020-01574 | 812-719-7783 | 4105 S LABURNUM AVE | 2020-06-12 | Inspection | Commercial | Mechanical Permit | Replacement | Furnish and install 3-Carrier roof top units. Furnish and install 3-duct systems with 2-ceiling exhaust fans and 3-thermostats | 41547 | - | - | - | - | - | COLONIAL AIR CONDTIONING & HEATING | 5773 ARROWHEAD DRIVE | VIRGINIA BEACH | VA | 23462
MEC2020-01575 | 840-685-0628 | 5107 HUNTER'S MEADOW PL | 2020-06-04 | Inspection | Residential | Mechanical Permit | Installation - New | Trench lp gas line from stubout to outdoor kitchen | 250 | - | - | - | - | - | VIRGINIA PROPANE INC | 11277 AIR PARK RD | ASHLAND | VA | 23005
MEC2020-01576 | 782-764-5088 | 10237 BERRYMEADE CT | 2020-06-08 | Issued | Residential | Mechanical Permit | Replacement | Replacing a 2 ton Heat Pump | 10990 | - | - | - | - | - | WOODFIN HEATING | 1823 N HAMILTON ST | RICHMOND | VA | 23230
MEC2020-01577 | 752-750-6331 | 9205 CLAYMONT DR | 2020-06-08 | Issued | Residential | Mechanical Permit | Replacement | Replacing a 3 ton A/C in attic | 7587 | - | - | - | - | - | WOODFIN HEATING | 1823 N HAMILTON ST | RICHMOND | VA | 23230
MEC2020-01578 | 758-739-9369 | 903 BALDWIN RD | 2020-06-08 | Issued | Residential | Mechanical Permit | Replacement | Replacing 96% Gas Furnace & A/C in basement | 7226 | - | - | - | - | - | WOODFIN HEATING | 1823 N HAMILTON ST | RICHMOND | VA | 23230
MEC2020-01579 | 750-742-7813 | 9000 PENGUIN RD | 2020-06-08 | Issued | Residential | Mechanical Permit | Replacement | Replacing gas furnace with A/C in attic. | 7226 | - | - | - | - | - | WOODFIN HEATING INC | 1823 N HAMILTON ST | RICHMOND | VA | 23230
MEC2020-01580 | 803-692-3854 | 1335 BURNING TREE RD | 2020-06-05 | Issued | Residential | Mechanical Permit | Repair | Reline furnace flue w/ stainless steel chimney liner | 2100 | - | - | - | - | - | ELITE CHIMNEY SERVICES | 6290 OLD WARWICK RD | RICHMOND | VA | 23224
MEC2020-01581 | 750-772-0022 | 5099 MABEN HILL LN | 2020-06-04 | Issued | Residential | Mechanical Permit | Installation - New | Install new HVAC system. | 8600 | HHHUNT HOMES LLC | 11237 NUCKOLS ROAD | GLEN ALLEN | VA | 23059 | AIR MATE INCORPORATED | 803 E NINE MILE RD | HIGHLAND SPRINGS | VA | 23075
MEC2020-01582 | 781-773-3026 | 10836 MACS WAY | 2020-06-04 | Issued | Residential | Mechanical Permit | Installation - New | Install new HVAC system. | 9300 | HHHUNT HOMES LLC | 11237 NUCKOLS ROAD | GLEN ALLEN | VA | 23059 | AIR MATE INCORPORATED | 803 E NINE MILE RD | HIGHLAND SPRINGS | VA | 23075
MEC2020-01583 | 811-731-1456 | 1820 HARVEST GROVE LN | 2020-06-04 | Issued | Residential | Mechanical Permit | Installation - New | Install new HVAC system. | 9500 | RYAN HOMES | 7501 BOULDERS VIEW DRIVE | RICHMOND | VA | 23225 | AIR MATE INCORPORATED | 803 E NINE MILE RD | HIGHLAND SPRINGS | VA | 23075
MEC2020-01584 | 800-738-0595 | 4205 FENWICK ST | 2020-06-05 | Finaled | Residential | Mechanical Permit | Repair | Reline fireplace flue w/ stainless steek chimney liner | 1400 | - | - | - | - | - | ELITE CHIMNEY SERVICES | 6290 OLD WARWICK RD | RICHMOND | VA | 23224
MEC2020-01585 | 779-743-7980 | 2412 KENMORE RD | 2020-06-08 | Issued | Residential | Mechanical Permit | Replacement | Replace A/C & duct system | 20532 | - | - | - | - | - | WOODFIN HEATING | 1823 N HAMILTON ST | RICHMOND | VA | 23230
MEC2020-01586 | 741-769-5145 | 5260 HARVEST GLEN DR | 2020-06-05 | Issued | Residential | Mechanical Permit | Replacement | replacing 80% gas furnace and 2.5 ton ac | 8406 | - | - | - | - | - | WOODFIN HEATING | 1823 N HAMILTON ST | RICHMOND | VA | 23230
MEC2020-01587 | 804-707-6983 | 1420 ALMOND TREE DR | 2020-06-05 | Issued | Residential | Mechanical Permit | Replacement | Replacing 2 ton A/C. | 7225 | - | - | - | - | - | WOODFIN HEATING INC | 1823 N HAMILTON ST | RICHMOND | VA | 23230
MEC2020-01588 | 740-737-8833 | 9803 KINGSBRIDGE RD | 2020-06-05 | Issued | Residential | Mechanical Permit | Replacement | Replacing 90% furnace with A/C. | 30626 | - | - | - | - | - | WOODFIN HEATING INC | 1823 N HAMILTON ST | RICHMOND | VA | 23230
MEC2020-01589 | 757-743-5497 | 1500 MICHAELS RD | 2020-06-05 | Issued | Residential | Mechanical Permit | Installation - New | Install new gas furnace and A/C for 1st floor, install new heat pump system for 2nd floor, install all exhaust vents for baths. | 15000 | LUU | 8400 THREE CHOPT RD | HENRICO | VA | 23229-4821 | QUY DUONG PLUMBING & HEATING | 3250 KING WILLIAM AVE. | WEST POINT | VA | 23181
MEC2020-01590 | 734-772-9067 | 12501 HEATHER GROVE RD | 2020-06-08 | Inspection | Residential | Mechanical Permit | Installation - New | Add Ductwork into New Addition | 1000 | ONEILL BUILDERS LLC | 1525 BLOOMFIELD RD | N. CHESTERFIELD | VA | 23225 | JAMES E HALL III- ROXBURY MECHANICA | 106 ROXBURY INDUSTRIAL CENTER | CHARLES CITY | VA | 23030
MEC2020-01591 | 838-721-5441 | 969 GRAPEVINE RD | 2020-06-09 | Issued | Residential | Mechanical Permit | Installation - New | Install 60K gas furnace, 2.5 ton heat pump, install duct work. | 8000 | WATKINS | 5259 COLD HARBOR RD. | MECHANICSVILLE | VA | 23111 | HERITAGE MECHANICAL SERVICES | 8465 MEADOWBRIDGE RD | MECHANICSVILLE | VA | 23116
MEC2020-01592 | 735-756-5033 | 2728 TRICIA PL | 2020-06-05 | Issued | Residential | Mechanical Permit | Replacement | Like for like change out of a 5.0 Ton straight A/C, coil & 90% 80,000 BTU gas furnace | 9844 | - | - | - | - | - | SOUTHERN GOODMAN MECHANICAL | 1201 SYCAMORE SQUARE DR | MIDLOTHIAN | VA | 23113
MEC2020-01593 | 784-766-9267 | 904 FRANCIS RD | 2020-06-08 | Issued | Residential | Mechanical Permit | Installation - New | Install 1 - 500 gal ug propane tank and outside gas line | 600 | - | - | - | - | - | ANDERSON PROPANE | P O BOX 300 | FREDERICKSBURG | VA | 22404
MEC2020-01595 | 769-755-9509 | 8702 STAPLES MILL RD | 2020-06-10 | Issued | Commercial | Mechanical Permit | Alteration | Replace RTU's and heaters | 144657 | ENGELSMA CONST | 7119 31ST ST AVE N | NEW HOPE | MN | 55427 | JRC MECHANICAL | 1701 SOUTH PARK CT | CHESAPEAKE | VA | 23320
MEC2020-01596 | 742-760-4589.001 | 2426 OLD BRICK RD | 2020-06-16 | Issued | Commercial | Mechanical Permit | Alteration | Installation of (1) Rooftop and Duct modifications of 4 total | 84263 | URBANCORE CONSTRUCTION LLC | 409 E MAIN ST | RICHMOND | VA | 23219 | W G SPEEKS INC | 10711 PAULBROOK DRIVE | MIDLOTHIAN | VA | 23112
MEC2020-01597 | 754-731-8217 | 8603 RIVER RD | 2020-06-08 | Issued | Residential | Mechanical Permit | Replacement | Replacing 2 ton Heat Pump & 2 ton Air Handler (Electric) | 5318 | - | - | - | - | - | WOODFIN HEATING | 1823 N HAMILTON ST | RICHMOND | VA | 23230
MEC2020-01598 | 740-781-2953.042 | 6221 KERSHAW DR | 2020-06-08 | Issued | Residential | Mechanical Permit | Replacement | Replacing 2 ton A/C & 2 ton A/C Coil. Replacing 80% gas furnace (natural) | 14227 | - | - | - | - | - | WOODFIN HEATING | 1823 N HAMILTON ST | RICHMOND | VA | 23230
MEC2020-01599 | 761-742-0006 | 1208 HOLLINS RD | 2020-06-09 | Issued | Residential | Mechanical Permit | Replacement | Replacing 90% (natural) gas furnace. Replacing 2 ton A/C w/ 2 ton Condenser | 7125 | - | - | - | - | - | WOODFIN HEATING | 1823 N HAMILTON ST | RICHMOND | VA | 23230
MEC2020-01600 | 775-757-9237 | 2212 RAYMOND AVE | 2020-06-10 | Issued | Residential | Mechanical Permit | Replacement | Replacing 2.5 Heat Pump & Coil | 6786 | - | - | - | - | - | WOODFIN HEATING | 1823 N HAMILTON ST | RICHMOND | VA | 23230
MEC2020-01601 | 779-748-4712 | 2511 WILLIAMS ST | 2020-06-09 | Issued | Residential | Mechanical Permit | Replacement | Replacing 12K Mini split in basement | 4020 | - | - | - | - | - | WOODFIN HEATING | 1823 N HAMILTON ST | RICHMOND | VA | 23230
MEC2020-01603 | 788-756-3968 | 1116 GLIDEWELL RD | 2020-06-09 | Issued | Residential | Mechanical Permit | Replacement | Replacing 2.5 ton Heat Pump & Air Handler | 9427 | - | - | - | - | - | WOODFIN HEATING | 1823 N HAMILTON ST | RICHMOND | VA | 23230
MEC2020-01604 | 828-713-8819 | 232 TREVA RD | 2020-06-09 | Issued | Residential | Mechanical Permit | Replacement | Replacing 3 ton A/C & coil | 6949 | - | - | - | - | - | WOODFIN HEATING | 1823 N HAMILTON ST | RICHMOND | VA | 23230
MEC2020-01605 | 767-738-7724 | 6206 DUSTIN DR | 2020-06-09 | Issued | Residential | Mechanical Permit | Replacement | Replace Gas Boiler | 7495 | - | - | - | - | - | WOODFIN HEATING | 1823 N HAMILTON ST | RICHMOND | VA | 23230
MEC2020-01606 | 837-721-5060 | 1000 CHALLIS LN | 2020-06-09 | Issued | Residential | Mechanical Permit | Replacement | Replace 3 ton Heat Pump in attic | 11772 | - | - | - | - | - | WOODFIN HEATING | 1823 N HAMILTON ST | RICHMOND | VA | 23230
MEC2020-01607 | 756-735-8377.060 | 300 N RIDGE RD Unit: 60 | 2020-06-09 | Issued | Residential | Mechanical Permit | Replacement | Replace Highwall heat pump | 3145 | - | - | - | - | - | WOODFIN HEATING | 1823 N HAMILTON ST | RICHMOND | VA | 23230
MEC2020-01608 | 752-743-9774 | 1420 N PARHAM RD | 2020-06-10 | Issued | Commercial | Mechanical Permit | Alteration | Provide & install Seresco Pool Units, RTU's, Dampers, Ductwork, Controls, Exhaust Fans | 1481994 | HOURIGAN CONSTRUCTION CORP | 411 EAST FRANKLIN ST | RICHMOND | VA | 23219 | MECHANICAL SOLUTIONS LLC | 2423 GRENOBLE RD | RICHMOND | VA | 23294
MEC2020-01609 | 753-750-0881 | 1910 VANDOVER RD | 2020-06-08 | Issued | Residential | Mechanical Permit | Repair | Reline furnace flue w/ stainless steek chimney liner | 1710 | - | - | - | - | - | ELITE CHIMNEY SERVICES | 6290 OLD WARWICK RD | RICHMOND | VA | 23224
MEC2020-01610 | 751-767-0759 | 10900 NUCKOLS RD | 2020-06-10 | Finaled | Commercial | Mechanical Permit | Alteration | Relocate and add thermostats and diffusers | 7830 | DEPOMPEO BUILDING COMPANY LLC | 77 RIVER BEND LANE | KING WILLIAM | VA | 23036 | MECHANICAL SOLUTIONS LLC | 2423 GRENOBLE RD | RICHMOND | VA | 23294
MEC2020-01611 | 765-740-8762 | 6610 MONUMENT AVE | 2020-06-08 | Issued | Residential | Mechanical Permit | Installation - New | Installation of 2 zone mini splits - Bathroom Exhaust, Kitchen Hood Ehaut | 3500 | MCINTYRE GENERAL CONTRACTING LLC | 8402 MICHAEL RD | HENRICO | VA | - | SNYDER SOLUTIONS LLC | P O BOX 71507 | RICHMOND | VA | 23255
MEC2020-01612 | 742-742-9980 | 1203 TYBURN LN | 2020-06-09 | Issued | Residential | Mechanical Permit | Replacement | Replacing 2 ton heat pump. Replacing 80% gas furnace and 3 ton A/C. | 18491 | - | - | - | - | - | WOODFIN HEATING INC | 1823 N HAMILTON ST | RICHMOND | VA | 23230
MEC2020-01613 | 824-723-9552 | 111 N OAK AVE | 2020-06-15 | Finaled | Residential | Mechanical Permit | Other | set a 120 gallon propane tank and running about 8' pipe | 500 | - | - | - | - | - | RAMSEY | - | - | - | -
MEC2020-01614 | 762-739-3390 | 1008 RIDGE TOP RD | 2020-06-09 | Finaled | Residential | Mechanical Permit | Replacement | Remove gas boiler & insta X gas furnace & main duct. Reconnect existing supplu ducts. Replace with 2 tn AC, outdoor unit & coil. Reconnect gas line to existing tee that feed boiler. Serving first floor. | 20218.06 | - | - | - | - | - | KELLEHER CORPORATION | 1301 SCHOOL ST | RICHMOND | VA | 23220
MEC2020-01615 | 736-781-0612 | 6311 ELLINGTON WOODS TER | 2020-06-10 | Finaled | Residential | Mechanical Permit | Installation - New | Install Prefab Gas Fireplace | 1000 | BOONE HOMES INC | 129 BROAD STREET RD | MANAKIN SABOT | VA | 23103 | HEARTH AND HOME TECHNOLOGIES | 10126 HARRY J PARRISH BLVD | MANASSAS | VA | 20110
MEC2020-01616 | 735-781-6925 | 6313 ELLINGTON WOODS DR | 2020-06-10 | Finaled | Residential | Mechanical Permit | Installation - New | Install Prefab Gas Fireplace | 1000 | BOONE HOMES INC | 129 BROAD STREET RD | MANAKIN SABOT | VA | 23103 | HEARTH AND HOME TECHNOLOGIES | 10126 HARRY J PARRISH BLVD | MANASSAS | VA | 20110
MEC2020-01617 | 823-692-4708 | 6904 HAPSBURG LN | 2020-06-10 | Finaled | Residential | Mechanical Permit | Installation - New | Install Prefab Gas Fireplace | 1000 | BOYD CORPORATION | 544 NEWTOWN RD | VIRGINIA BEACH | VA | 23462 | HEARTH AND HOME TECHNOLOGIES | 10126 HARRY J PARRISH BLVD | MANASSAS | VA | 20110
MEC2020-01618 | 736-766-9337 | 4560 PAXTON GLEN DR | 2020-06-10 | Finaled | Residential | Mechanical Permit | Installation - New | Install Prefab Gas Fireplace | 1000 | - | - | - | - | - | HEARTH AND HOME TECHNOLOGIES | 10126 HARRY J PARRISH BLVD | MANASSAS | VA | 20110
MEC2020-01619 | 768-778-5972 | 3418 VASKO DR | 2020-06-10 | Issued | Residential | Mechanical Permit | Installation - New | Installation of HVAC equipment and ductwork | 6000 | RYAN HOMES | 7501 BOULDERS VIEW DRIVE | RICHMOND | VA | 23225 | SUPERIOR PLUMBING HEATING & AIR INC | 2809 ACKLEY AVE | RICHMOND | VA | 23228
MEC2020-01620 | 736-768-8458 | 4775 HEPLER RIDGE WAY | 2020-06-10 | Issued | Residential | Mechanical Permit | Installation - New | Installation of HVAC equipment and ductwork | 6000 | RYAN HOMES | 7501 BOULDERS VIEW DRIVE | RICHMOND | VA | 23225 | SUPERIOR PLUMBING HEATING & AIR INC | 2809 ACKLEY AVE | RICHMOND | VA | 23228
MEC2020-01621 | 736-768-5321 | 4747 HEPLER RIDGE WAY | 2020-06-10 | Issued | Residential | Mechanical Permit | Installation - New | Installation of HVAC equipment and ductwork | 6000 | RYAN HOMES | 7501 BOULDERS VIEW DRIVE | RICHMOND | VA | 23225 | SUPERIOR PLUMBING HEATING & AIR INC | 2809 ACKLEY AVE | RICHMOND | VA | 23228
MEC2020-01622 | 750-743-3867 | 1217 CONDOVER RD | 2020-06-09 | Issued | Residential | Mechanical Permit | Gas Piping | Run gas line from existng meter to Generator | 650 | - | - | - | - | - | R W JENKINS HEATING & AC | 12201 PIN OAK LOOP | AMELIA | VA | 23002
MEC2020-01623 | 802-697-9249 | 7035 OSBORNE TPKE | 2020-06-11 | Issued | Residential | Mechanical Permit | Replacement | Replace 3 ton Heat Pump (Electric) | 13332 | - | - | - | - | - | WOODFIN HEATING | 1823 N HAMILTON ST | RICHMOND | VA | 23230
MEC2020-01624 | 751-750-6540 | 9607 WILDBRIAR LN | 2020-06-11 | Issued | Residential | Mechanical Permit | Replacement | Replace 3 ton Heat Pump | 8620 | - | - | - | - | - | WOODFIN HEATING | 1823 N HAMILTON ST | RICHMOND | VA | 23230
MEC2020-01625 | 768-752-9677 | 7114 STONEMAN RD | 2020-06-09 | Issued | Residential | Mechanical Permit | Replacement | Remove eisting equipment & replace with new A/C and gas furnace - nonew duct work | 10000 | - | - | - | - | - | BRADLEY MECHANICAL | 7830 COURTHOUSE THREE LN | N CHESTERFIELD | VA | 23237
MEC2020-01626 | 759-737-0508 | 402 BEECHWOOD DR | 2020-06-11 | Issued | Residential | Mechanical Permit | Replacement | Replace 80% gas furnace. Replacing 3.5 ton A/C. | 10816 | - | - | - | - | - | WOODFIN HEATING INC | 1823 N HAMILTON ST | RICHMOND | VA | 23230
MEC2020-01627 | 762-740-6548 | 1024 RIDGE TOP RD | 2020-06-09 | Issued | Residential | Mechanical Permit | Replacement | Remove existing water heater and replace with new K boiler. No gas piping. | 8000 | - | - | - | - | - | BRADLEY MECHANICAL | 7830 COURTHOUSE THREE LN | N CHESTERFIELD | VA | 23237
MEC2020-01628 | 750-747-6768 | 9402 RHONDA DR | 2020-06-16 | Issued | Residential | Mechanical Permit | Gas Piping | Gas piping & gas logs for fireplace (natural gas) ON HOLD - BLD PERMIT NOT ISSUED | 2500 | CB CHANDLER CONSTRUCTION | 8405 GLAZEBROOK AVE | RICHMOND | VA | 23228 | SNYDER SOLUTIONS LLC | P O BOX 71507 | RICHMOND | VA | 23255
MEC2020-01629 | 764-763-2699 | 3464 FITCHETTS LN | 2020-06-10 | Finaled | Residential | Mechanical Permit | Replacement | Install Bryant High Efficency 3 ton Puron Air Conditioner w/88,000 BTU Nat Gas Furnace. Aprilair 2410 Air Cleaner an Aprilair 600 Bypass Humidifer. | 13985 | - | - | - | - | - | BREMAC INC | 8133 MECHANICSVILLE TPK | MECHANICSVILLE | VA | 23111
MEC2020-01630 | 804-694-2776 | 7307 ALVIS PL | 2020-06-09 | Issued | Residential | Mechanical Permit | Gas Piping | Run approx. 10' gas line from meter to 22Kw generator. | 750 | - | - | - | - | - | WOODFIN HEATING INC | 1823 N HAMILTON ST | RICHMOND | VA | 23230
MEC2020-01631 | 822-689-7740 | 7659 KING EIDER DR | 2020-06-10 | Issued | Residential | Mechanical Permit | Repair | Replacing 70,000 BTU furnace and A/C - like for like | 8400 | - | - | - | - | - | MICHAEL & SON SERVICES INC | 1407 CUMMINGS DR | RICHMOND | VA | 23220
MEC2020-01632 | 806-693-0765 | 7405 SETTLERS RIDGE CT | 2020-06-09 | Issued | Residential | Mechanical Permit | Gas Piping | Trench approx. 50' gas line from meter to 22Kw generator. | 1200 | - | - | - | - | - | WOODFIN HEATING INC | 1823 N HAMILTON ST | RICHMOND | VA | 23230
MEC2020-01633 | 745-735-2697 | 9123 CARTERHAM RD | 2020-06-09 | Issued | Residential | Mechanical Permit | Gas Piping | Run approx. 25' gas line from meter to 22Kw generator. | 1075 | - | - | - | - | - | WOODFIN HEATING INC | 1823 N HAMILTON ST | RICHMOND | VA | 23230
MEC2020-01634 | 744-739-8859 | 9604 GASLIGHT PL | 2020-06-10 | Finaled | Residential | Mechanical Permit | Replacement | Replacing 120,000 BTU furnace and A/C - like for like | 8000 | - | - | - | - | - | MICHAEL & SON SERVICES INC | 1407 CUMMINGS DR | RICHMOND | VA | 23220
MEC2020-01635 | 755-747-5711 | 8404 PAMELA DR | 2020-06-10 | Finaled | Residential | Mechanical Permit | Replacement | Replacing 90,000 BTU furnace and A/C - like for like | 6500 | - | - | - | - | - | MICHAEL & SON SERVICES INC | 1407 CUMMINGS DR | RICHMOND | VA | 23220
MEC2020-01636 | 752-764-1740 | 4609 SNOWMASS RD | 2020-06-10 | Finaled | Residential | Mechanical Permit | Replacement | Replacing 90,000 BTU furnace and A/C - like for like | 9400 | - | - | - | - | - | MICHAEL & SON SERVICES INC | 1407 CUMMINGS DR | RICHMOND | VA | 23220
MEC2020-01637 | 809-734-3689 | 1405 CHICKVIEW CT | 2020-06-10 | Finaled | Residential | Mechanical Permit | Replacement | Replacing two 70,000 BTU furnace and A/C - like for like | 10000 | - | - | - | - | - | MICHAEL & SON SERVICES INC | 1407 CUMMINGS DR | RICHMOND | VA | 23220
MEC2020-01638 | 776-762-6340 | 9872 WILLOW GLEN CT | 2020-06-10 | Finaled | Residential | Mechanical Permit | Replacement | Replacing 70,000 BTU furnace and A/C - like for like | 7900 | - | - | - | - | - | MICHAEL & SON SERVICES INC | 1407 CUMMINGS DR | RICHMOND | VA | 23220
MEC2020-01639 | 810-729-1119 | 1106 DOMINION TOWNES PL | 2020-06-10 | Issued | Residential | Mechanical Permit | Replacement | Replacing 50K BTU gas furnace/2 Ton A/C - like for like | 3448 | - | - | - | - | - | JAMES RIVER AIR COND | 1905 WESTMORELAND ST | RICHMOND | VA | 23230
MEC2020-01640 | 735-745-0623 | 1701 QUIETWOOD CT | 2020-06-10 | Issued | Residential | Mechanical Permit | Installation - New | Install 1 Ton Mini-Split System | 2344 | - | - | - | - | - | JAMES RIVER AIR COND | 1905 WESTMORELAND ST | RICHMOND | VA | 23230
MEC2020-01641 | 756-747-0281 | 8322 MICHAEL RD | 2020-06-09 | Finaled | Residential | Mechanical Permit | Tank Removal/Pump and Cap | Proper closure of underground heating oil tank by filling in place with solid material Size: 300 gal | 1900 | - | - | - | - | - | POLLARD ENVIRONMENTAL LLC | 2315 COMMERCE CENTER DR | ROCKVILLE | VA | 23146
MEC2020-01642 | 762-762-8724 | 3804 HAYLOR'S BEACH WAY | 2020-06-09 | Issued | Residential | Mechanical Permit | Replacement | Replace Gas furnace amd AC - like for like | 6099 | - | - | - | - | - | W G SPEEKS INC | 10711 PAULBROOK DRIVE | MIDLOTHIAN | VA | 23112
MEC2020-01643 | 762-750-3982 | 45 SKIPWITH GREEN CIR | 2020-06-10 | Issued | Residential | Mechanical Permit | Alteration | Addition of a bathroom vent fan and ductwork to roof (rear) through attic access | 500 | - | - | - | - | - | OWNER | - | - | - | -
MEC2020-01644 | 743-779-2847 | 10813 LEABROOK DR | 2020-06-10 | Finaled | Residential | Mechanical Permit | Replacement | Trane 3 ton AC, coil & gas furnace replace. Serving 2nd floor, reconnect to existing gas, electrical & duct system. | 9086 | - | - | - | - | - | KELLEHER CORPORATION | 1301 SCHOOL ST | RICHMOND | VA | 23220
MEC2020-01645 | 782-772-0100 | 10927 LITTLE FIVE LOOP | 2020-06-10 | Issued | Residential | Mechanical Permit | Other | Install Prefab Gas Fireplace | 1000 | - | - | - | - | - | HEARTH AND HOME TECHNOLOGIES | 10126 HARRY J PARRISH BLVD | MANASSAS | VA | 20110
MEC2020-01646 | 746-750-2092 | 1911 MOONWIND PL | 2020-06-11 | Issued | Residential | Mechanical Permit | Replacement | Replace 3 ton Heat Pump | 9813 | - | - | - | - | - | WOODFIN HEATING | 1823 N HAMILTON ST | RICHMOND | VA | 23230
MEC2020-01647 | 781-768-7550 | 1700 BELLAMY PL | 2020-06-11 | Issued | Residential | Mechanical Permit | Replacement | Replace 3 ton A/C unit. | 7444 | - | - | - | - | - | WOODFIN HEATING INC | 1823 N HAMILTON ST | RICHMOND | VA | 23230
MEC2020-01648 | 761-756-3263 | 2615 DARNELL RD | 2020-06-23 | Issued | Residential | Mechanical Permit | Installation - New | Set 3-100 gallon Propane Tanks and run gas pipe to generator | 3480 | - | - | - | - | - | CAPITOL OIL CO | 1306 BELL WOOD RD | RICHMOND | VA | 23237
MEC2020-01649 | 825-682-9452 | 3601 NEW MARKET RD | 2020-06-10 | Inspection | Residential | Mechanical Permit | Gas Piping | run approx. 10' gas line from 120 propane tank to stove | 900 | - | - | - | - | - | WOODFIN HEATING | 1823 N HAMILTON ST | RICHMOND | VA | 23230
MEC2020-01650 | 783-764-4004 | 10108 EVERSON TER | 2020-06-12 | Issued | Residential | Mechanical Permit | Replacement | Replace 56K BTU gas furnace/3 ton AC - like for like | 4903 | - | - | - | - | - | JAMES RIVER AIR COND | 1905 WESTMORELAND ST | RICHMOND | VA | 23230
MEC2020-01651 | 752-733-0599 | 200 RUGGLES PL | 2020-06-12 | Issued | Residential | Mechanical Permit | Replacement | Replace 85K BTU gas furnace/3.5 ton AC - like for like | 5774 | - | - | - | - | - | JAMES RIVER AIR COND | 1905 WESTMORELAND ST | RICHMOND | VA | 23230
MEC2020-01652 | 755-739-9495 | 8130 SAWMILL RD | 2020-06-15 | Issued | Residential | Mechanical Permit | Installation - New | Install new 2 ton Heat Pump w/duct | 5000 | CAVA CONSTRUCTION | 5310 MARKEL RD | HENRICO | VA | 23230 | OLD MILL MECHANICAL | 8600 HISTORICAL PATH RD | NEW KENT | VA | 23124
MEC2020-01653 | 738-772-3725 | 11945 BLAIRMONT PL | 2020-06-11 | Issued | Residential | Mechanical Permit | Replacement | Replacement of Gas Furnace & AC - No Ductwork | 4500 | - | - | - | - | - | W G SPEEKS INC | 10711 PAULBROOK DRIVE | MIDLOTHIAN | VA | 23112
MEC2020-01654 | 741-736-6634 | 9709 CRAGMONT DR | 2020-06-15 | Issued | Residential | Mechanical Permit | Replacement | Replace 4 ton heat pump. | 12536 | - | - | - | - | - | WOODFIN HEATING INC | 1823 N HAMILTON ST | RICHMOND | VA | 23230
MEC2020-01655 | 809-725-3662 | 461 EAST RICHMOND RD | 2020-06-11 | Issued | Residential | Mechanical Permit | Installation - New | Installing 1 Heat Pump & Duct Work | 4570 | LIBERTY HOMES VA INC-2705170573 A | 8249 CROWN COLONY PKWY | MECHANICSVILLE | VA | 23116 | AUTOMATED AIR SYSTEMS INC | 1723 RHOADMILLER ST | RICHMOND | VA | 23220
MEC2020-01656 | 823-688-2357 | 2913 MIGRATION CT | 2020-06-11 | Issued | Residential | Mechanical Permit | Replacement | Remove existing equipment and replace with new A/C and gas furnace. No new duct work | 9000 | - | - | - | - | - | BRADLEY MECHANICAL | 7830 COURTHOUSE THREE LN | N CHESTERFIELD | VA | 23237
MEC2020-01657 | 824-723-9149 | 109 N OAK AVE | 2020-06-11 | Finaled | Residential | Mechanical Permit | Installation - New | Install pre fab fireplace NO GAS PIPING | 995 | LIBERTY HOMES VA INC-2705170573 A | 8249 CROWN COLONY PKWY | MECHANICSVILLE | VA | 23116 | CLASSIC COMFORT LLC | 1731 DOUTHIT CT | POWHATAN | VA | 23139
MEC2020-01658 | 772-779-7709 | 3620 RUNNING STONE CT | 2020-06-12 | Issued | Residential | Mechanical Permit | Replacement | Replace 75K BTU Gas Furnace/3 Ton AC - like for like | 4722 | - | - | - | - | - | JAMES RIVER AIR COND | 1905 WESTMORELAND ST | RICHMOND | VA | 23230
MEC2020-01659 | 738-749-2430 | 1804 TIMBERMEAD RD | 2020-06-11 | Issued | Residential | Mechanical Permit | Replacement | Trane 3 ton AC unit, coil & gas furnace. Reconnect to existing gas, electrical & duct system serving 1st floor. | 10074.96 | - | - | - | - | - | KELLEHER CORPORATION | 1301 SCHOOL ST | RICHMOND | VA | 23220
MEC2020-01660 | 742-767-3193 | 5125 PARK MEADOWS CT | 2020-06-25 | Issued | Residential | Mechanical Permit | Replacement | Replacing gas furnace, evaporator coil and condensing unit | 4752.88 | - | - | - | - | - | A-ADVANCED HOME SERVICES | 1349 DANIEL RD | LOUISA | VA | 23093
MEC2020-01661 | 811-687-3741 | 8059 VARINA RD | 2020-06-15 | Issued | Residential | Mechanical Permit | Installation - New | Install 2ton heat pump system, line set, duct work | 3500 | OWNER-BRYAN POLO | - | - | - | - | POLO | 8059 VARINA RD | HENRICO | VA | 23231
MEC2020-01662 | 741-781-8624 | 10908 NEW HARVARD CT | 2020-06-15 | Issued | Residential | Mechanical Permit | Replacement | Replace 75K BTU Gas Furnace/3.5 ton AC -like for like | 4984 | - | - | - | - | - | JAMES RIVER AIR COND | 1905 WESTMORELAND ST | RICHMOND | VA | 23230
MEC2020-01663 | 731-760-5226 | 3801 RUPERT LN | 2020-06-15 | Issued | Residential | Mechanical Permit | Replacement | Replace 70K BTU Gas Furnace/2 ton AC -like for like | 3579 | - | - | - | - | - | JAMES RIVER AIR COND | 1905 WESTMORELAND ST | RICHMOND | VA | 23230
MEC2020-01664 | 805-693-7422 | 7417 RED HILL CLUB CT | 2020-06-15 | Issued | Residential | Mechanical Permit | Replacement | Replace 50K BTU Gas Furnace/2.5 ton AC -like for like | 4322 | - | - | - | - | - | JAMES RIVER AIR COND | 1905 WESTMORELAND ST | RICHMOND | VA | 23230
MEC2020-01665 | 764-769-7179 | 3705 EVELYTON CT | 2020-06-15 | Issued | Residential | Mechanical Permit | Replacement | Replace 50K BTU Gas Furnace/2.5 ton AC -like for like | 4840 | - | - | - | - | - | JAMES RIVER AIR COND | 1905 WESTMORELAND ST | RICHMOND | VA | 23230
MEC2020-01666 | 760-744-6291.103 | 7605 FOREST AVE Unit: 103 | 2020-06-26 | Issued | Commercial | Mechanical Permit | Replacement | Replace (1) water source heat pump like for like. Loated in drip ceiling. Submittals enclosed. Weight old - 224 lbs, Weight new - 218 lbx. | 4871 | - | - | - | - | - | JAMES RIVER AIR COND | 1905 WESTMORELAND ST | RICHMOND | VA | 23230
MEC2020-01667 | 736-750-3746.202 | 2010 JOHN ROLFE PKWY | 2020-06-18 | Issued | Commercial | Mechanical Permit | Alteration | HVAC work as per aproved plans for a new dental office. | 4000 | KAYWELL CONSTRUCTION CORP | 9204 BERGER RD | COLUMBIA | MD | 21046 | KHATTA | 9204 BERGER ROAD | COLUMBIA | MD | 21046
MEC2020-01667 | 736-750-3746.202 | 2010 JOHN ROLFE PKWY | 2020-06-18 | Issued | Commercial | Mechanical Permit | Alteration | HVAC work as per aproved plans for a new dental office. | 4000 | KAYWELL CONSTRUCTION CORP | 9204 BERGER RD | COLUMBIA | MD | 21046 | KHATTA | 9204 BERGER ROAD | COLUMBIA | MD | 21046
MEC2020-01668 | 741-771-1620 | 11515 GREY OAKS ESTATES RUN | 2020-06-16 | Issued | Residential | Mechanical Permit | Installation - New | Installing a HVAC system w/duct work. New Construction | 12000 | BRADFORD HOMES INC | PO BOX 3943 | RICHMOND | VA | 23235 | PIERCE MECHANICAL INC | PO BOX 3294 | CHESTER | VA | 23831
MEC2020-01669 | 741-771-9375 | 11036 ELLIS MEADOWS LN | 2020-06-16 | Issued | Residential | Mechanical Permit | Installation - New | Installing a HVAC system w/duct work. New Construction | 12000 | - | - | - | - | - | PIERCE MECHANICAL INC | PO BOX 3294 | CHESTER | VA | 23831
MEC2020-01670 | 749-772-3537 | 10704 BALVIS HOLLOW CT | 2020-06-12 | Finaled | Residential | Mechanical Permit | Installation - New | Install PreFab Gas Fireplace | 1000 | LIFESTYLE HOME BUILDERS | 4561 LIFESTYLE LANE | MIDLOTHIAN | VA | 23112 | HEARTH AND HOME TECHNOLOGIES | 10126 HARRY J PARRISH BLVD | MANASSAS | VA | 20110
MEC2020-01671 | 782-772-1039 | 4017 CARRIE MILL XING | 2020-06-12 | Issued | Residential | Mechanical Permit | Installation - New | Install PreFab Gas Fireplace | - | SCHELL BROTHERS | 1919 HUGUENOT RD | NORTH CHESTERFIELD | VA | 23835 | HEARTH AND HOME TECHNOLOGIES | 10126 HARRY J PARRISH BLVD | MANASSAS | VA | 20110
MEC2020-01672 | 734-781-9479 | 12453 DONAHUE RD | 2020-06-25 | Issued | Residential | Mechanical Permit | Installation - New | Install HVAC system in New SFD | 12670 | - | - | - | - | - | FOSTER PLMBG & HEATING INC | P O BOX 35731 | RICHMOND | VA | 23235
MEC2020-01673 | 764-772-1469 | 11004 WINGSTEM CT | 2020-06-12 | Finaled | Residential | Mechanical Permit | Gas Piping | Pipe 16kw Generator to Natural Gas. | 1000 | - | - | - | - | - | VIRGINIA POWER SOLUTIONS | 10102 WHITESEL RD | ASHLAND | VA | 23005
MEC2020-01674 | 752-739-9474 | 8616 OAKCROFT DR | 2020-06-12 | Issued | Residential | Mechanical Permit | Replacement | Trane 3 ton AC unit, coil & gas furnace. Reconnect to existing gas, electrical & duct system. | 8801.04 | - | - | - | - | - | KELLEHER CORPORATION | 1301 SCHOOL ST | RICHMOND | VA | 23220
MEC2020-01675 | 736-768-7301 | 12356 HEPLER RIDGE CT | 2020-06-12 | Finaled | Residential | Mechanical Permit | Installation - New | Install Prefab Gas Fireplace | 1000 | RYAN HOMES | 7501 BOULDERS VIEW DRIVE | RICHMOND | VA | 23225 | HEARTH AND HOME TECHNOLOGIES | 10126 HARRY J PARRISH BLVD | MANASSAS | VA | 20110
MEC2020-01676 | 787-753-0202 | 7418 EDGEWOOD AVE | 2020-06-15 | Finaled | Residential | Mechanical Permit | Installation - New | New duct & heat pump installation | 7800 | GREAT DAY IMPROVEMENTS LLC | 8436 KAO CIRCLE | MANASSAS | VA | 20110 | CAPEHART HEATING & AC | 10093 ARAGON DRIVE | MECHANICSVILLE | VA | 23116
MEC2020-01677 | 763-765-3636.097 | 5022 LEWISETTA DR | 2020-06-12 | Issued | Residential | Mechanical Permit | Gas Piping | run approx 10' gas line from meter to 22kw generator | 750 | - | - | - | - | - | WOODFIN HEATING | 1823 N HAMILTON ST | RICHMOND | VA | 23230
MEC2020-01678 | 810-731-7169 | 3801 ALDERLEAF LN | 2020-06-15 | Issued | Residential | Mechanical Permit | Installation - New | install new hvac system | 8600 | RYAN HOMES | 7501 BOULDERS VIEW DRIVE | RICHMOND | VA | 23225 | AIRMATE | 803 E NINEMILE RD | HENRICO | VA | 23075
MEC2020-01679 | 810-730-6398 | 3916 ALDERLEAF LN | 2020-06-15 | Issued | Residential | Mechanical Permit | Installation - New | Install New HVAC System | 9000 | RYAN HOMES | 7501 BOULDERS VIEW DRIVE | RICHMOND | VA | 23225 | AIRMATE | 803 E NINEMILE RD | HENRICO | VA | 23075
MEC2020-01680 | 750-772-0327 | 5095 MABEN HILL LN | 2020-06-15 | Issued | Residential | Mechanical Permit | Installation - New | install new hvac | 8800 | H H HUNT HOMES | 11237 NUCKOLS ROAD | GLEN ALLEN | VA | 23059 | AIRMATE | 803 E NINEMILE RD | HENRICO | VA | 23075
MEC2020-01681 | 740-762-4607 | 11450 W BROAD ST | 2020-06-18 | Issued | Commercial | Mechanical Permit | Replacement | Replace kitchen HVAC unit - like for like | 14895 | - | - | - | - | - | COMMERCIAL AIR REFRIG & EQUIP | 2521 WAYSIDE DR | N CHESTERFIELD | VA | 23235
MEC2020-01683 | 748-751-6245 | 2104 BOARDMAN LN | 2020-06-15 | Issued | Residential | Mechanical Permit | Installation - New | Install (1) Mini Split System w/2 wall units. ductless | 1145 | B & D HAULING | P O BOX 682 | POWHATAN | VA | 23139 | CLASSIC COMFORT LLC | 1731 DOUTHIT CT | POWHATAN | VA | 23139
MEC2020-01684 | 782-772-7745 | 10993 LITTLE FIVE LOOP | 2020-06-15 | Issued | Residential | Mechanical Permit | Installation - New | Installaion of HVAC System(s) and Duct Work. | 10533 | LEGAULT HOMES LLC | 5243 HICKORY PARK DR | RICHMOND | VA | 23059 | AIR FLOW HEATING & COOL LLC | 554-A SOUTHLAKE BLVD | NORTH CHESTERFIELD | VA | 23236
MEC2020-01685 | 773-740-5180 | 5000 LIBBIE MILL EAST BLVD | 2020-06-22 | Issued | Commercial | Mechanical Permit | Installation - New | Installation of duct work and equipment for all apartments, common spaces and utility spaces. | 2924381 | KBS INC | 8050 KIMWAY DR | HENRICO | VA | 23228 | W G SPEEKS INC | 10711 PAULBROOK DRIVE | MIDLOTHIAN | VA | 23112
MEC2020-01686 | 771-736-2305.004 | 1213 BYRD AVE | 2020-06-16 | Issued | Residential | Mechanical Permit | Replacement | Replace 50K BTU Gas Furnace/2 Ton AC - like for like (Downstairs) | 4000 | - | - | - | - | - | JAMES RIVER AIR COND | 1905 WESTMORELAND ST | RICHMOND | VA | 23230
MEC2020-01687 | 728-758-6464 | 3709 MILSHIRE PL | 2020-06-16 | Issued | Residential | Mechanical Permit | Replacement | Replace 2 Ton AC/50,000 BTU Gas Furnace - like for like | 4200 | - | - | - | - | - | JAMES RIVER AIR COND | 1905 WESTMORELAND ST | RICHMOND | VA | 23230
MEC2020-01688 | 754-741-2180 | 8510 WETHERLY DR | 2020-06-16 | Issued | Residential | Mechanical Permit | Replacement | Replace 2 Ton AC/50,000 BTU Gas Furnace - like for like | 3400 | - | - | - | - | - | JAMES RIVER AIR COND | 1905 WESTMORELAND ST | RICHMOND | VA | 23230
MEC2020-01689 | 805-702-5746 | 1709 FOX DOWNS CT | 2020-06-16 | Issued | Residential | Mechanical Permit | Replacement | Replace 4 Ton AC/75,000 BTU Gas Furnace - like for like | 5300 | - | - | - | - | - | JAMES RIVER AIR COND | 1905 WESTMORELAND ST | RICHMOND | VA | 23230
MEC2020-01690 | 749-742-0044 | 9211 VENETIAN WAY | 2020-06-16 | Issued | Residential | Mechanical Permit | Replacement | Trane 3 1/2 Ton AC unit, coil & Gas Furnace. Reconnect to existing gas, electrical & Duct System. | 11383.46 | - | - | - | - | - | KELLEHER CORPORATION | 1301 SCHOOL ST | RICHMOND | VA | 23220
MEC2020-01691 | 788-754-2564 | 1208 WILKINSON RD | 2020-06-17 | Issued | Residential | Mechanical Permit | Replacement | Replace 2.5 ton Heat Pump | 6459 | - | - | - | - | - | WOODFIN HEATING | 1823 N HAMILTON ST | RICHMOND | VA | 23230
MEC2020-01692 | 761-754-2518 | 3201 SKIPWITH RD | 2020-06-24 | Issued | Commercial | Mechanical Permit | Installation - New | Install HVAC for New Detail Shop. with gas pipe | 21500 | KBS INC | 8050 KIMWAY DR | HENRICO | VA | 23228 | SOUTHERN AIR INC | 8428 OLD RICHFOOD RD | MECHANICSVILLE | VA | 23116
MEC2020-01693 | 768-749-1471 | 3313 HAWKINS RD | 2020-06-16 | Issued | Residential | Mechanical Permit | Installation - New | Set (2) propane tanks and install roper product line from tanks to newly installed 22kw Automatic Generator | 900 | - | - | - | - | - | HAYNIE ELECTRICAL SERVICES INC | 400 TURNER RD | RICHMOND | VA | 23225
MEC2020-01694 | 755-761-5671 | 4526 SPRING MOSS CIR | 2020-06-17 | Issued | Residential | Mechanical Permit | Other | replace 80% gas furnace and 4 ton a/c | 9881 | - | - | - | - | - | WOODFIN HEATING | 1823 N HAMILTON ST | RICHMOND | VA | 23230
MEC2020-01695 | 810-730-8390 | 3744 SEASONS LN | 2020-06-18 | Issued | Residential | Mechanical Permit | Installation - New | Install new HVAC system. | 8800 | RYAN HOMES | 7501 BOULDERS VIEW DRIVE | RICHMOND | VA | 23225 | AIR MATE INCORPORATED | 803 E NINE MILE RD | HIGHLAND SPRINGS | VA | 23075
MEC2020-01696 | 811-731-2716 | 3817 SEASONS LN | 2020-06-18 | Issued | Residential | Mechanical Permit | Installation - New | Install new HVAC system. | 9000 | RYAN HOMES | 7501 BOULDERS VIEW DRIVE | RICHMOND | VA | 23225 | AIR MATE INCORPORATED | 803 E NINE MILE RD | HIGHLAND SPRINGS | VA | 23075
MEC2020-01697 | 750-750-2052 | 1817 PEMBERTON RIDGE CT | 2020-06-18 | Issued | Residential | Mechanical Permit | Installation - New | Install new HVAC system. | 9000 | RYAN HOMES | 7501 BOULDERS VIEW DRIVE | RICHMOND | VA | 23225 | AIR MATE INCORPORATED | 803 E NINE MILE RD | HIGHLAND SPRINGS | VA | 23075
MEC2020-01698 | 816-673-0163 | 2537 PATRICIA RD | 2020-06-19 | Finaled | Residential | Mechanical Permit | Replacement | Changing over existing 2.5 ton A/C to a heat pump. Change supply registers and replace each supply run with new duct. Trunck & return to remain. | 6668 | - | - | - | - | - | CAPITAL CITY HEATING & COOLING | 11508 ALLECINGIE PKWY. | NORTH CHESTERFIELD | VA | 23235
MEC2020-01699 | 824-712-5473 | 5702 GULFSTREAM RD | 2020-06-23 | Issued | Commercial | Mechanical Permit | Replacement | Replace a like for like 30 ton HVAC roof top unit; exhaust fan & a ductless minisplit HVAC unit & make all reconnections. | 97443 | - | - | - | - | - | MOORE'S ELECTRICAL & MECHANICAL | PO BOX 119 | ALTAVISTA | VA | 24517
MEC2020-01701 | 743-742-2084 | 1205 TYBURN LN | 2020-06-16 | Issued | Residential | Mechanical Permit | Gas Piping | run approx 10' gas line from tank to logs | 2321 | - | - | - | - | - | WOODFIN HEATING | 1823 N HAMILTON ST | RICHMOND | VA | 23230
MEC2020-01702 | 743-766-3314 | 4812 COBBLESTONE LANDING PL | 2020-06-17 | Finaled | Residential | Mechanical Permit | Alteration | Relocate existing Frieplace vent up thru new roof on patio | 900 | CREATIVE CONSTRUCTION & HOME IMPROV | 11092 DUDE RANCH RD | GLEN ALLEN | VA | 23059 | CULLEY MECHANICAL INC | 10988 RICHARDSON RD | ASHLAND | VA | 23005
MEC2020-01703 | 766-738-4274 | 1002 PINE RIDGE RD | 2020-06-17 | Finaled | Residential | Mechanical Permit | Alteration | Removing radiators/modiying for doorway an adding HVAC vents to existing system on back porch area being enclosed as part of finished space. | 1650 | JAMES RIVER CONSTRUCTION LLC | 8728 FOREST HILL AVE | RICHMOND | VA | 23235 | EXCELSIOR AIR LLC | 6412 MALLORY DR | HENRICO | VA | 23226
MEC2020-01704 | 791-744-8732 | 5014 SANDPIPER DR | 2020-06-17 | Issued | Residential | Mechanical Permit | Replacement | Trane 3 ton AC unit, coil & Gas Furnace Reconnect to existing gas, electrical & duct system. | 9567.41 | - | - | - | - | - | KELLEHER CORPORATION | 1301 SCHOOL ST | RICHMOND | VA | 23220
MEC2020-01705 | 768-778-5972 | 3418 VASKO DR | 2020-06-17 | Finaled | Residential | Mechanical Permit | Installation - New | Install Prefab Gas Fireplace | 1000 | RYAN HOMES | 7501 BOULDERS VIEW DRIVE | RICHMOND | VA | 23225 | HEARTH AND HOME TECHNOLOGIES | 10126 HARRY J PARRISH BLVD | MANASSAS | VA | 20110
MEC2020-01706 | 750-772-1707 | 10835 HOLMAN RIDGE RD | 2020-06-17 | Finaled | Residential | Mechanical Permit | Installation - New | Install Prefab Gas Fireplace | 1000 | HHHUNT HOMES LLC | 11237 NUCKOLS ROAD | GLEN ALLEN | VA | 23059 | HEARTH AND HOME TECHNOLOGIES | 10126 HARRY J PARRISH BLVD | MANASSAS | VA | 20110
MEC2020-01707 | 741-770-0468 | 1854 GREY OAKS PARK LN | 2020-06-17 | Finaled | Residential | Mechanical Permit | Installation - New | Install Prefab Gas Fireplace | 1000 | - | - | - | - | - | HEARTH AND HOME TECHNOLOGIES | 10126 HARRY J PARRISH BLVD | MANASSAS | VA | 20110
MEC2020-01708 | 746-768-5880 | 610 ARBOR PRESS CT | 2020-06-17 | Issued | Residential | Mechanical Permit | Installation - New | Install Prefab Gas Fireplace | 1000 | LEGAULT HOMES LLC | 5243 HICKORY PARK DR | RICHMOND | VA | 23059 | HEARTH AND HOME TECHNOLOGIES | 10126 HARRY J PARRISH BLVD | MANASSAS | VA | 20110
MEC2020-01709 | 747-769-0287 | 909 ALDEN PARKE DR | 2020-06-17 | Finaled | Residential | Mechanical Permit | Installation - New | Install Prefab Gas Fireplace | 1000 | - | - | - | - | - | HEARTH AND HOME TECHNOLOGIES | 10126 HARRY J PARRISH BLVD | MANASSAS | VA | 20110
MEC2020-01710 | 786-753-9818 | 7502 EDGEWOOD AVE | 2020-06-16 | Finaled | Residential | Mechanical Permit | Tank Removal/Pump and Cap | Foam fill UST | 1925 | - | - | - | - | - | J L BISHOP CONTRACTOR INC | 700 GROVE RD | MIDLOTHIAN | VA | 23114
MEC2020-01711 | 768-779-8443 | 3368 VASKO TRL | 2020-06-17 | Issued | Residential | Mechanical Permit | Installation - New | Installation of HVAC equipment and ductwrok | 6000 | RYAN HOMES | 7501 BOULDERS VIEW DRIVE | RICHMOND | VA | 23225 | SUPERIOR PLUMBING HEATING & AIR INC | 2809 ACKLEY AVE | RICHMOND | VA | 23228
MEC2020-01712 | 738-767-8620 | 12336 MANOR CROSSING CT | 2020-06-17 | Issued | Residential | Mechanical Permit | Installation - New | Installation of HVAC equipment and ductwrok | 6000 | RYAN HOMES | 7501 BOULDERS VIEW DRIVE | RICHMOND | VA | 23225 | SUPERIOR PLUMBING HEATING & AIR INC | 2809 ACKLEY AVE | RICHMOND | VA | 23228
MEC2020-01713 | 736-768-6805 | 12360 HEPLER RIDGE CT | 2020-06-17 | Issued | Residential | Mechanical Permit | Installation - New | Installation of HVAC equipment and ductwrok | 6000 | RYAN HOMES | 7501 BOULDERS VIEW DRIVE | RICHMOND | VA | 23225 | SUPERIOR PLUMBING HEATING & AIR INC | 2809 ACKLEY AVE | RICHMOND | VA | 23228
MEC2020-01714 | 783-742-4699 | 1600 WESTBROOK AVE | 2020-06-23 | Issued | Commercial | Mechanical Permit | Tank Removal/Pump and Cap | Fill in place one 1,000 gallon UST | 9875 | - | - | - | - | - | TIM EVANS INC | 9121 SHERWOOD DR | QUINTON | VA | 23141
MEC2020-01717 | 815-713-7349 | 4716 RICHNEIL RD | 2020-06-26 | Issued | Commercial | Mechanical Permit | Replacement | Replace (1) 5 ton rooftop unit like for like - Submittals enclosed. Weight old - 488 lbs, weight new - 488 lbs | 4157 | - | - | - | - | - | JAMES RIVER AIR COND | 1905 WESTMORELAND ST | RICHMOND | VA | 23230
MEC2020-01718 | 755-748-9586 | 8404 FREESTONE AVE | 2020-06-24 | Issued | Residential | Mechanical Permit | Installation - New | 2 ton Carrier 18 seer Heat pump | 12500 | TURNER | 198 SPAINVILLE RD | BLACKSTONE | VA | 23824 | FREEZONE HEATING AND COOLING | 6802 ATMORE DR | RICHMOND | VA | 23225
MEC2020-01719 | 824-724-6376 | 133 N KALMIA AVE | 2020-06-19 | Issued | Residential | Mechanical Permit | Installation - New | Run new duct work and add a new heat pump & compressor | 5600 | LB PROPERTIES 2 LLC-MARTIN JACKSON | 7400 BEAUFORT SPRINGS DR. | RICHMOND | VA | 23225 | - | - | - | - | -
MEC2020-01721 | 761-738-3455 | 608 HORSEPEN RD | 2020-06-18 | Finaled | Residential | Mechanical Permit | Tank Removal/Pump and Cap | Foam fill Underground storage tank | 1925 | - | - | - | - | - | J L BISHOP CONTRACTOR INC | 700 GROVE RD | MIDLOTHIAN | VA | 23114
MEC2020-01722 | 739-782-2025 | 12108 LOXTON CT | 2020-06-18 | Issued | Residential | Mechanical Permit | Replacement | Replacement of 2-Gas Furnaces & AC - no ductwork | 12000 | - | - | - | - | - | W G SPEEKS INC | 10711 PAULBROOK DRIVE | MIDLOTHIAN | VA | 23112
MEC2020-01723 | 833-721-1501 | 2024 CHARTWOOD LN | 2020-06-18 | Issued | Residential | Mechanical Permit | Replacement | Replacement of Gas Furnaces & AC - no ductwork | 4000 | - | - | - | - | - | W G SPEEKS INC | 10711 PAULBROOK DRIVE | MIDLOTHIAN | VA | 23112
MEC2020-01724 | 734-758-3198 | 13108 TRINITY PL | 2020-06-18 | Issued | Residential | Mechanical Permit | Replacement | Replace Aquatherm with 2.5 Ton Heat Pump System | 4369 | - | - | - | - | - | JAMES RIVER AIR COND | 1905 WESTMORELAND ST | RICHMOND | VA | 23230
MEC2020-01725 | 734-759-4800 | 3414 RIDGEMERE DR | 2020-06-18 | Issued | Residential | Mechanical Permit | Replacement | Replace 50K BTU Gas Furnace/2 Ton AC and install 1.25 ton Mini-Split system. | 6408 | - | - | - | - | - | JAMES RIVER AIR COND | 1905 WESTMORELAND ST | RICHMOND | VA | 23230
MEC2020-01726 | 735-781-1089 | 12463 DONAHUE RD | 2020-06-25 | Issued | Residential | Mechanical Permit | Installation - New | Install HVAC sysem in New SFD | 11175 | - | - | - | - | - | FOSTER PLMBG & HEATING INC | P O BOX 35731 | RICHMOND | VA | 23235
MEC2020-01727 | 730-767-7336 | 1141 BROAD HILL TRCE | 2020-06-19 | Issued | Residential | Mechanical Permit | Installation - New | New home - Installation of HVAC | 7000 | STYLE CRAFT HOMES INC | 6225 LAKESIDE AVE | HENRICO | VA | 23228 | SUPERIOR PLUMBING HEATING & AIR INC | 2809 ACKLEY AVE | RICHMOND | VA | 23228
MEC2020-01728 | 730-767-7336 | 1139 BROAD HILL TRCE | 2020-06-19 | Issued | Residential | Mechanical Permit | Installation - New | New home - Installation of HVAC | 7000 | STYLE CRAFT HOMES INC | 6225 LAKESIDE AVE | HENRICO | VA | 23228 | SUPERIOR PLUMBING HEATING & AIR INC | 2809 ACKLEY AVE | RICHMOND | VA | 23228
MEC2020-01729 | 730-767-7336 | 1137 BROAD HILL TRCE | 2020-06-19 | Issued | Residential | Mechanical Permit | Installation - New | New home - Installation of HVAC | 7000 | STYLE CRAFT HOMES INC | 6225 LAKESIDE AVE | HENRICO | VA | 23228 | SUPERIOR PLUMBING HEATING & AIR INC | 2809 ACKLEY AVE | RICHMOND | VA | 23228
MEC2020-01730 | 730-767-7336 | 1135 BROAD HILL TRCE | 2020-06-19 | Issued | Residential | Mechanical Permit | Installation - New | New home - Installation of HVAC | 7000 | - | - | - | - | - | SUPERIOR PLUMBING HEATING & AIR INC | 2809 ACKLEY AVE | RICHMOND | VA | 23228
MEC2020-01731 | 738-754-7165 | 11936 BLANDFIELD ST | 2020-06-18 | Issued | Residential | Mechanical Permit | Gas Piping | Run Approx 30' gas line to the new furnace | 1200 | - | - | - | - | - | WOODFIN HEATING | 1823 N HAMILTON ST | RICHMOND | VA | 23230
MEC2020-01732 | 730-767-7336 | 1133 BROAD HILL TRCE | 2020-06-19 | Issued | Residential | Mechanical Permit | Installation - New | New home - Installation of HVAC | 7000 | STYLE CRAFT HOMES INC | 6225 LAKESIDE AVE | HENRICO | VA | 23228 | SUPERIOR PLUMBING HEATING & AIR INC | 2809 ACKLEY AVE | RICHMOND | VA | 23228
MEC2020-01733 | 730-767-7336 | 1131 BROAD HILL TRCE | 2020-06-19 | Issued | Residential | Mechanical Permit | Installation - New | New home - installation of HVAC | 7000 | STYLE CRAFT HOMES INC | 6225 LAKESIDE AVE | HENRICO | VA | 23228 | SUPERIOR PLUMBING HEATING & AIR INC | 2809 ACKLEY AVE | RICHMOND | VA | 23228
MEC2020-01734 | 777-765-9591 | 2150 MOUNTAIN RD | 2020-06-18 | Issued | Residential | Mechanical Permit | Installation - New | Install Prefab Gas Fireplace | 1000 | MAIN STREET HOMES | PO BOX 461 | MIDLOTHIAN | VA | 23113 | HEARTH AND HOME TECHNOLOGIES | 10126 HARRY J PARRISH BLVD | MANASSAS | VA | 20110
MEC2020-01735 | 737-760-5814 | 3117 OLD BROOKEWOOD WAY | 2020-06-18 | Finaled | Residential | Mechanical Permit | Replacement | Replace 80k BTU gas furnace, coil & A/C | 11030 | - | - | - | - | - | GUNDLACH | 2707 ELLIS LANE | RICHMOND | VA | 23294
MEC2020-01737 | 750-772-1707 | 10835 HOLMAN RIDGE RD | 2020-06-18 | Issued | Residential | Mechanical Permit | Installation - New | Install new HVAC system. | 9000 | HHHUNT HOMES LLC | 11237 NUCKOLS ROAD | GLEN ALLEN | VA | 23059 | AIR MATE INCORPORATED | 803 E NINE MILE RD | HIGHLAND SPRINGS | VA | 23075
MEC2020-01738 | 825-691-5072 | 7024 RAVENSCRAIG CRES | 2020-06-18 | Issued | Residential | Mechanical Permit | Installation - New | Install new HVAC system. | 9300 | EASTWOOD HOMES OF RICHMOND LLC | 10800 MIDLOTHIAN TURNPIKE | RICHMOND | VA | 23235 | AIR MATE INCORPORATED | 803 E NINE MILE RD | HIGHLAND SPRINGS | VA | 23075
MEC2020-01739 | 823-691-2688 | 6900 SIR GALAHAD RD | 2020-06-18 | Issued | Residential | Mechanical Permit | Installation - New | Install new HVAC system. | 9000 | EASTWOOD HOMES OF RICHMOND LLC | 10800 MIDLOTHIAN TURNPIKE | RICHMOND | VA | 23235 | AIR MATE INCORPORATED | 803 E NINE MILE RD | HIGHLAND SPRINGS | VA | 23075
MEC2020-01741 | 809-698-9269 | 6901 MESSER RD | 2020-06-24 | Issued | Commercial | Mechanical Permit | Replacement | REPLACE COOLING TOWER - TO INCLUDE NEW VENTURI, VALVE, ISOLATORS, FLEX CONNECTORS, HEAT TRACE, THERMOMETERS & GAUGES | 98868 | - | - | - | - | - | OLD DOMINION MECHANICAL | 800 W LEIGH ST | RICHMOND | VA | 23220
MEC2020-01742 | 808-721-7474 | 101 MASONIC LN | 2020-06-19 | Issued | Residential | Mechanical Permit | Other | add new hvac system all electric new ductwork | 3500 | - | - | - | - | - | HAZHIEV | - | - | - | -
MEC2020-01743 | 774-739-3713 | 2128 PARK LN | 2020-06-19 | Issued | Residential | Mechanical Permit | Replacement | REPLACE 2 TON HEAT PUMP & 2 TON AIR HANDLER, PLUS ALL DUCTS DUE TO FIRE AND SMOKE DAMAGE, INCLUDING BATH FANS | 6400 | SERVPRO OF CHESTERFIELD | 12200 DEERGROVE RD | MIDLOTHIAN | VA | 23112 | MAITLAND MECHANICAL | P O BOX 251 | AMELIA | VA | 23002
MEC2020-01744 | 774-736-1362 | 4906 RADFORD AVE | 2020-06-23 | Issued | Commercial | Mechanical Permit | Replacement | PROVIDE AND INSTALL ONE DIRECT REPLACEMENT 3 TON GAS PACK TO CONDITION THE BACK OF BUILDING | 7889 | EXCEPTIONAL CONSTRUCTION&PAINTING | 7563 SAMBAR RD | CHESTERFIELD | VA | 23832 | HARRIS MECHANICAL SERVICES | 8816 BROOK ROAD | GLEN ALLEN | VA | 23060
MEC2020-01745 | 753-757-6776 | 9840 MAYLAND DR | 2020-06-23 | Issued | Commercial | Mechanical Permit | Replacement | PROVIDE AND INSTALL TWO DIRECT REPLACEMENT PACKAGE AC WITH GAS HEAT FOR THE ACCLIMATED WAREHOUSE | 17820 | - | - | - | - | - | HARRIS MECHANICAL SERVICES | 8816 BROOK ROAD | GLEN ALLEN | VA | 23060
MEC2020-01746 | 807-725-4580 | 3933 HALLWOOD FARMS RD | 2020-06-19 | Finaled | Residential | Mechanical Permit | Replacement | REMOVE AND REPLACE CURRENT GAS FURNACE AND AC SYSTEM. NO DUCTWORK. | 6054.59 | - | - | - | - | - | AMERICOOL HEATING AND COOLING | 229 ARCADIA ST | RICHMOND | VA | 23235
MEC2020-01747 | 754-737-2061 | 8410 VALLEY WOOD RD | 2020-06-19 | Issued | Residential | Mechanical Permit | Replacement | Replace 2 ton heat pump | 7441 | - | - | - | - | - | WOODFIN HEATING | 1823 N HAMILTON ST | RICHMOND | VA | 23230
MEC2020-01748 | 758-740-0798 | 8009 PATTERSON AVE | 2020-06-19 | Issued | Residential | Mechanical Permit | Installation - New | Install heat pumps and duct work in new construction. | 12000 | DESIGNER RENOVATIONS INC | 8320 WALDRON WAY | MECHANICSVILLE | VA | 23111 | ACORS & GRIFFITH HEATING & AC | 1603 DARBYTOWN RD | HENRICO | VA | 23231
MEC2020-01749 | 806-708-4018 | 6005 ALMOND CREEK NORTH LN | 2020-06-19 | Issued | Residential | Mechanical Permit | Replacement | Replace 3 ton A/C & duct | 6983 | - | - | - | - | - | WOODFIN HEATING | 1823 N HAMILTON ST | RICHMOND | VA | 23230
MEC2020-01751 | 782-772-5730 | 10978 LITTLE FIVE LOOP | 2020-06-19 | Finaled | Residential | Mechanical Permit | Installation - New | INSTALL PREFAB GAS FIREPLACE | 1000 | LEGAULT HOMES LLC | 5243 HICKORY PARK DR | RICHMOND | VA | 23059 | HEARTH AND HOME TECHNOLOGIES | 10126 HARRY J PARRISH BLVD | MANASSAS | VA | 20110
MEC2020-01752 | 816-683-8395 | 8399 STRATH RD | 2020-06-19 | Issued | Residential | Mechanical Permit | Replacement | REPLACING 30,000 BTU LP PACKAGED UNIT LIKE FOR LIKE | 7900 | - | - | - | - | - | MICHAEL & SON SERVICES INC | 1407 CUMMINGS DR | RICHMOND | VA | 23220
MEC2020-01753 | 776-755-4857 | 8323 KRAFT CT | 2020-06-19 | Finaled | Residential | Mechanical Permit | Replacement | REPLACING 120,000 BTU FURNACE & AC | 10000 | - | - | - | - | - | MICHAEL & SON SERVICES INC | 1407 CUMMINGS DR | RICHMOND | VA | 23220
MEC2020-01754 | 797-713-4126 | 5 STEAM BREWERY CT | 2020-06-19 | Finaled | Residential | Mechanical Permit | Installation - New | INSTALL 2 PREFAB GAS FIREPLACES | 2000 | EAGLE CONSTRUCTION OF VA LLC | 2250 OLD BRICK RD | GLEN ALLEN | VA | 23060 | HEARTH AND HOME TECHNOLOGIES | 10126 HARRY J PARRISH BLVD | MANASSAS | VA | 20110
MEC2020-01755 | 804-694-3944 | 1336 TREE RIDGE RD | 2020-06-23 | Inspection | Residential | Mechanical Permit | Alteration | INSTALL 90% OFF 60,000 BTU GAS FURNACE AND 145 SER 2 TON AC UPSTAIRS...80 EFF 70,000 BTU GAS FURNACE & 145 SER 2 TON AC DOWNSTAIRS AND NEW GAS LINE TO UPSTAIRS | 14440 | - | - | - | - | - | HUNGERFORD HEATING & COOLING | 1604 EAST BROAD ST | RICHMOND | VA | 23219
MEC2020-01757 | 769-753-3505 | 3206 BIRCHBROOK RD | 2020-06-22 | Issued | Residential | Mechanical Permit | Replacement | replace 3 ton heat pump | 11772 | - | - | - | - | - | WOODFIN HEATING | 1823 N HAMILTON ST | RICHMOND | VA | 23230
MEC2020-01758 | 743-742-4055 | 1116 WESTHAMPTON GLEN DR | 2020-06-23 | Issued | Residential | Mechanical Permit | Replacement | Replace 3.5 ton a/c unit | 11099 | - | - | - | - | - | WOODFIN HEATING | 1823 N HAMILTON ST | RICHMOND | VA | 23230
MEC2020-01759 | 759-739-7236 | 7715 ROCK CREEK RD | 2020-06-23 | Issued | Residential | Mechanical Permit | Installation - New | RUN GAS TO TANKLESS, GARAGE & GAS LIGHTS. CONVERT TO 2 LBS SYSTEM | 3100 | - | - | - | - | - | RUTHERFORD PLUMBING | P O BOX 804 | MECHANICSVILLE | VA | 23111
MEC2020-01760 | 736-779-0799 | 12409 DUNCANNON PL | 2020-06-23 | Issued | Residential | Mechanical Permit | Replacement | REPLACE 2.5 TON AC & 90,000 BTU GAS FURNACE W/SAME & NO DUCT WORK | 12371 | - | - | - | - | - | SERVICE EXPERTS HTG & AC | 8033 KIMWAY DR STE B | RICHMOND | VA | 23228
MEC2020-01762 | 789-759-8200 | 9008 DANWOOD MANOR TER | 2020-06-22 | Issued | Residential | Mechanical Permit | Replacement | Replacing 3 ton heat pump. | 7348 | - | - | - | - | - | WOODFIN HEATING INC | 1823 N HAMILTON ST | RICHMOND | VA | 23230
MEC2020-01763 | 776-746-4262 | 6307 IMPALA DR | 2020-06-22 | Issued | Residential | Mechanical Permit | Replacement | Replacing Mini-Split. | 10896 | - | - | - | - | - | WOODFIN HEATING INC | 1823 N HAMILTON ST | RICHMOND | VA | 23230
MEC2020-01764 | 806-716-1698 | 2245 MERLE ST | 2020-06-22 | Issued | Residential | Mechanical Permit | Replacement | Replacing 2.5 ton heat pump. | 7861.55 | - | - | - | - | - | WOODFIN HEATING INC | 1823 N HAMILTON ST | RICHMOND | VA | 23230
MEC2020-01766 | 758-764-2612 | 4801 OLDE MILL POND PL | 2020-06-22 | Issued | Residential | Mechanical Permit | Replacement | Replacing 2 ton heat pump. | 7844 | - | - | - | - | - | WOODFIN HEATING INC | 1823 N HAMILTON ST | RICHMOND | VA | 23230
MEC2020-01767 | 752-750-6723 | 9203 CLAYMONT DR | 2020-06-22 | Issued | Residential | Mechanical Permit | Replacement | Replacing 3 ton A/C unit. | 11436 | - | - | - | - | - | WOODFIN HEATING INC | 1823 N HAMILTON ST | RICHMOND | VA | 23230
MEC2020-01768 | 811-674-1843 | 9351 HOKE BRADY RD | 2020-06-22 | Issued | Residential | Mechanical Permit | Replacement | Replacing 3 ton heat pump. | 9718 | - | - | - | - | - | WOODFIN HEATING INC | 1823 N HAMILTON ST | RICHMOND | VA | 23230
MEC2020-01770 | 778-743-2198 | 2803 OAKLAND AVE | 2020-06-22 | Issued | Residential | Mechanical Permit | Replacement | Replacing 2.5 ton A/C unit. | 5344 | - | - | - | - | - | WOODFIN HEATING INC | 1823 N HAMILTON ST | RICHMOND | VA | 23230
MEC2020-01771 | 813-733-3902 | 4101 REYNOLDS RIDGE TER | 2020-06-23 | Issued | Residential | Mechanical Permit | Replacement | REPLACE GAS FURNACE LIKE FOR LIKE - 70000 BTU | 7862 | - | - | - | - | - | AMERICAN RESIDENTIAL SERVICES | 12916 OLD STAGE RD | CHESTER | VA | 23836
MEC2020-01772 | 790-754-3980 | 909 WILAKA LN | 2020-06-22 | Issued | Residential | Mechanical Permit | Replacement | Replacing 3 ton heat pump. | 11172 | - | - | - | - | - | WOODFIN HEATING INC | 1823 N HAMILTON ST | RICHMOND | VA | 23230
MEC2020-01773 | 823-727-3302 | 210 N BEECH AVE | 2020-06-22 | Issued | Residential | Mechanical Permit | Replacement | Replacing 2 ton heat pump. | 7681 | - | - | - | - | - | WOODFIN HEATING INC | 1823 N HAMILTON ST | RICHMOND | VA | 23230
MEC2020-01774 | 803-690-1047 | 7726 OSBORNE TPKE | 2020-06-22 | Issued | Residential | Mechanical Permit | Installation - New | Install 3 ton heat pump system. Install 1 1/2 ton heat pump system with duct work | 16750 | - | - | - | - | - | BATTLEFIELD HEATING & AC | 1777 MILL RD | HENRICO | VA | 23231
MEC2020-01775 | 770-737-8297 | 1204 LAKE AVE | 2020-06-22 | Issued | Residential | Mechanical Permit | Replacement | Replace 3 ton heat pump and 4 ton 4 zone ductless heat pump. | 30426 | - | - | - | - | - | WOODFIN HEATING INC | 1823 N HAMILTON ST | RICHMOND | VA | 23230
MEC2020-01776 | 800-738-9028 | 1806 LYNDOVER RD | 2020-06-23 | Issued | Residential | Mechanical Permit | Replacement | REPLACE GAS FURNACE LIKE FOR LIKE - 70000 BTU | 5735 | - | - | - | - | - | AMERICAN RESIDENTIAL SERVICES | 12916 OLD STAGE RD | CHESTER | VA | 23836
MEC2020-01777 | 782-769-2567.073 | 1500 PATRIOT CIR | 2020-06-22 | Issued | Residential | Mechanical Permit | Replacement | Replace 80% gas furnace and 2 ton heat pump. | 11359 | - | - | - | - | - | WOODFIN HEATING INC | 1823 N HAMILTON ST | RICHMOND | VA | 23230
MEC2020-01778 | 760-770-3750 | 5900 CARRINGTON GREEN CT | 2020-06-23 | Issued | Residential | Mechanical Permit | Replacement | REPLACE GAS FURNACE LIKE FOR LIKE | 23492 | - | - | - | - | - | AMERICAN RESIDENTIAL SERVICES | 12916 OLD STAGE RD | CHESTER | VA | 23836
MEC2020-01780 | 753-755-9586 | 9604 MEADOWVIEW RD | 2020-06-22 | Issued | Residential | Mechanical Permit | Installation - New | SET 2 PROPANE TANKS AND INSTALL PROPER PRODUCT TO NEWLY INSTALLED 22 KW FIXED GENERATOR (320 BTU) | 900 | - | - | - | - | - | HAYNIE ELECTRICAL SERVICES INC | 400 TURNER RD | RICHMOND | VA | 23225
MEC2020-01781 | 810-731-6207 | 3912 ALDERLEAF LN | 2020-06-22 | Issued | Residential | Mechanical Permit | Installation - New | Install new HVAC system. | 9000 | RYAN HOMES | 7501 BOULDERS VIEW DRIVE | RICHMOND | VA | 23225 | AIR MATE INCORPORATED | 803 E NINE MILE RD | HIGHLAND SPRINGS | VA | 23075
MEC2020-01782 | 750-772-2211 | 10839 HOLMAN RIDGE RD | 2020-06-22 | Issued | Residential | Mechanical Permit | Installation - New | Install new HVAC system. | 9000 | H H HUNT HOMES | 11237 NUCKOLS ROAD | GLEN ALLEN | VA | 23059 | AIR MATE INCORPORATED | 803 E NINE MILE RD | HIGHLAND SPRINGS | VA | 23075
MEC2020-01783 | 810-731-6033 | 1725 HARVEST GROVE LANE | 2020-06-22 | Issued | Residential | Mechanical Permit | Installation - New | Install new HVAC system. | 8900 | RYAN HOMES | 7501 BOULDERS VIEW DRIVE | RICHMOND | VA | 23225 | AIR MATE INCORPORATED | 803 E NINE MILE RD | HIGHLAND SPRINGS | VA | 23075
MEC2020-01784 | 749-772-3537 | 10704 BALVIS HOLLOW CT | 2020-06-22 | Issued | Residential | Mechanical Permit | Installation - New | 1st Floor 2.5 ton AC ....2nd Floor 3 ton HP | 12990 | - | - | - | - | - | PREMIER HEATING & COOLING INC | 8445 ELLERSON DRIVE | MIDLOTHIAN | VA | 23111
MEC2020-01785 | 772-740-9241 | 5312 BINDERY LN | 2020-06-22 | Issued | Residential | Mechanical Permit | Installation - New | Install HVAC system with duct work | 10728 | GUMENICK HOMEBUILDING LLC | 4901 LIBBIE MILL EAST BLVD | RICHMOND | VA | 23230 | GRIFFITH HEATING & COOLING INC | 12601 WILFONG DR | MIDLOTHIAN | VA | 23112
MEC2020-01786 | 772-740-8941 | 5314 BINDERY LN | 2020-06-22 | Issued | Residential | Mechanical Permit | Installation - New | Install HVAC system with duct work | 11562 | GUMENICK HOMEBUILDING LLC | 4901 LIBBIE MILL EAST BLVD | RICHMOND | VA | 23230 | GRIFFITH HEATING & COOLING INC | 12601 WILFONG DR | MIDLOTHIAN | VA | 23112
MEC2020-01787 | 736-768-6805 | 12360 HEPLER RIDGE CT | 2020-06-23 | Issued | Residential | Mechanical Permit | Installation - New | INSTALL PREFAB FIREPLACE | 1000 | RYAN HOMES | 7501 BOULDERS VIEW DRIVE | RICHMOND | VA | 23225 | HEARTH AND HOME TECHNOLOGIES | 10126 HARRY J PARRISH BLVD | MANASSAS | VA | 20110
MEC2020-01788 | 763-764-1934 | 10212 REEDVILLE AVE | 2020-06-22 | Issued | Residential | Mechanical Permit | Replacement | Installation of a new Carrier Gas Furance with A/C system, like for like replacement | 6685 | - | - | - | - | - | HOWELLS HEATING & AC | PO BOX 2048 | ASHLAND | VA | 23005
MEC2020-01789 | 772-740-9741 | 5306 BINDERY LN | 2020-06-23 | Issued | Residential | Mechanical Permit | Installation - New | Installing HVAC system with duct work | 11169 | GUMENICK HOMEBUILDING LLC | 4901 LIBBIE MILL EAST BLVD | RICHMOND | VA | 23230 | GRIFFITH HEATING & COOLING INC | 12601 WILFONG DR | MIDLOTHIAN | VA | 23112
MEC2020-01790 | 772-740-9441 | 5310 BINDERY LN | 2020-06-23 | Issued | Residential | Mechanical Permit | Installation - New | Installing HVAC system with duct work | 11169 | GUMENICK HOMEBUILDING LLC | 4901 LIBBIE MILL EAST BLVD | RICHMOND | VA | 23230 | GRIFFITH HEATING & COOLING INC | 12601 WILFONG DR | MIDLOTHIAN | VA | 23112
MEC2020-01791 | 773-740-0342 | 5300 BINDERY LN | 2020-06-23 | Issued | Residential | Mechanical Permit | Installation - New | Installing HVAC system with duct work | 11526 | GUMENICK HOMEBUILDING LLC | 4901 LIBBIE MILL EAST BLVD | RICHMOND | VA | 23230 | GRIFFITH HEATING & COOLING INC | 12601 WILFONG DR | MIDLOTHIAN | VA | 23112
MEC2020-01792 | 772-740-9541 | 5308 BINDERY LN | 2020-06-23 | Issued | Residential | Mechanical Permit | Installation - New | Installing HVAC system with duct work | 10728 | GUMENICK HOMEBUILDING LLC | 4901 LIBBIE MILL EAST BLVD | RICHMOND | VA | 23230 | GRIFFITH HEATING & COOLING INC | 12601 WILFONG DR | MIDLOTHIAN | VA | 23112
MEC2020-01793 | 773-740-0042 | 5302 BINDERY LN | 2020-06-23 | Issued | Residential | Mechanical Permit | Installation - New | Installing HVAC system with duct work | 10728 | GUMENICK HOMEBUILDING LLC | 4901 LIBBIE MILL EAST BLVD | RICHMOND | VA | 23230 | GRIFFITH HEATING & COOLING INC | 12601 WILFONG DR | MIDLOTHIAN | VA | 23112
MEC2020-01795 | 777-756-7417 | 8306 BUCKEYE DR | 2020-06-23 | Issued | Residential | Mechanical Permit | Replacement | Replace 2.5 ton a/c unit | 6259 | - | - | - | - | - | WOODFIN HEATING | 1823 N HAMILTON ST | RICHMOND | VA | 23230
MEC2020-01796 | 741-771-1620 | 11515 GREY OAKS ESTATES RUN | 2020-06-30 | Issued | Residential | Mechanical Permit | Installation - New | INSTALL PREFAB FIREPLACE | 1000 | BRADFORD HOMES INC | PO BOX 3943 | RICHMOND | VA | 23235 | HEARTH AND HOME TECHNOLOGIES | 10126 HARRY J PARRISH BLVD | MANASSAS | VA | 20110
MEC2020-01797 | 772-740-9942 | 5304 BINDERY LN | 2020-06-23 | Issued | Residential | Mechanical Permit | Installation - New | Installing HVAC system with duct work | 10728 | GUMENICK HOMEBUILDING LLC | 4901 LIBBIE MILL EAST BLVD | RICHMOND | VA | 23230 | GRIFFITH HEATING & COOLING INC | 12601 WILFONG DR | MIDLOTHIAN | VA | 23112
MEC2020-01798 | 730-758-5887 | 12804 PENNMARDEL LN | 2020-06-23 | Issued | Residential | Mechanical Permit | Replacement | Replace 1st floor gas furance and A/C - like for like | 8800 | - | - | - | - | - | UNIVERSAL HEATING & PLUMBING | 11001 TRADE RD | N CHESTERFIELD | VA | 23236
MEC2020-01799 | 742-780-5520 | 11013 TREYBURN DR | 2020-06-23 | Issued | Residential | Mechanical Permit | Replacement | Installation of a new Carrier Gas Furnace with A/C system, like for like replacement | 6765 | - | - | - | - | - | HOWELLS HEATING & AC | PO BOX 2048 | ASHLAND | VA | 23005
MEC2020-01800 | 750-772-2515 | 10843 HOLMAN RIDGE RD | 2020-06-23 | Issued | Residential | Mechanical Permit | Installation - New | Install new HVAC system. | 8500 | HHHUNT HOMES LLC | 11237 NUCKOLS ROAD | GLEN ALLEN | VA | 23059 | AIR MATE INCORPORATED | 803 E NINE MILE RD | HIGHLAND SPRINGS | VA | 23075
MEC2020-01801 | 746-768-5880 | 610 ARBOR PRESS CT | 2020-06-24 | Issued | Residential | Mechanical Permit | Installation - New | Gas furnace, AC & ductwork | 20660 | LEGAULT HOMES LLC | 5243 HICKORY PARK DR | RICHMOND | VA | 23059 | RIVER CITY HEATING & AIR INC | 6404 MALLORY DR | RICHMOND | VA | 23226
MEC2020-01802 | 737-766-5106 | 4543 PAXTON GLEN CT | 2020-06-24 | Issued | Residential | Mechanical Permit | Installation - New | Gas furnace, AC & ductwork | 18030 | THE KITTRELL COMPANY | 6327 MALLORY DR | RICHMOND | VA | 23226 | RIVER CITY HEATING & AIR INC | 6404 MALLORY DR | RICHMOND | VA | 23226
MEC2020-01803 | 737-768-1392 | 4712 LEAKES MILL DR | 2020-06-24 | Issued | Residential | Mechanical Permit | Installation - New | Gas furnace, AC & ductwork | 16680 | - | - | - | - | - | RIVER CITY HEATING & AIR INC | 6404 MALLORY DR | RICHMOND | VA | 23226
MEC2020-01805 | 817-727-2630 | 27 N VIRGINIA AVE | 2020-06-23 | Issued | Residential | Mechanical Permit | Installation - New | Install new HVAC system. | 7500 | SUPERIOR STRUCTURES & PROPERTIES | P.O. BOX 398 | SANDSTON | VA | 23150 | AIR MATE INCORPORATED | 803 E NINE MILE RD | HIGHLAND SPRINGS | VA | 23075
MEC2020-01806 | 757-736-2742 | 223 SUNSET DR | 2020-06-29 | Inspection | Residential | Mechanical Permit | Replacement | Replacing gas furnace, exaporator coil and condensing unit. | 5023.7 | - | - | - | - | - | A-ADVANCED HOME SERVICES | 1349 DANIEL RD | LOUISA | VA | 23093
MEC2020-01807 | 779-744-4575 | 2422 NEW BERNE RD | 2020-06-29 | Issued | Residential | Mechanical Permit | Installation - New | Installation of bathroom vent exhaust fan | 500 | - | - | - | - | - | OWNER | - | - | - | -
MEC2020-01809 | 765-775-1902 | 11349 ABBOTS CROSS LN | 2020-06-25 | Finaled | Residential | Mechanical Permit | Replacement | Repalce natural gas 80% furnace w/3 1/2 ton coil and A/C | 4000 | - | - | - | - | - | MID ATLANTIC MECH & REPAIR | 12316 RIDGEFIELD PKWY | HENRICO | VA | 23233
MEC2020-01810 | 840-718-9360 | 2780 MEADOW RD | 2020-06-23 | Issued | Residential | Mechanical Permit | Gas Piping | Trench approx. 70' gas line from propane tank to 22Kw generator. | 1250 | - | - | - | - | - | WOODFIN HEATING INC | 1823 N HAMILTON ST | RICHMOND | VA | 23230
MEC2020-01811 | 757-738-9649 | 2 PARIS RIDGE LN | 2020-06-25 | Issued | Residential | Mechanical Permit | Replacement | Replace 75K BTU Gas Furnace/2.5 Ton AC | 5010 | - | - | - | - | - | JAMES RIVER AIR COND | 1905 WESTMORELAND ST | RICHMOND | VA | 23230
MEC2020-01812 | 748-735-3216 | 111 LUCERNE LN | 2020-06-25 | Issued | Residential | Mechanical Permit | Replacement | Replace 56K BTU Gas Furnace/3 Ton AC | 5520 | - | - | - | - | - | JAMES RIVER AIR COND | 1905 WESTMORELAND ST | RICHMOND | VA | 23230
MEC2020-01813 | 816-720-9161 | 4200 OAKLEYS CT | 2020-06-24 | Issued | Commercial | Mechanical Permit | Replacement | Replace (1) 5 ton heat pump split system like for like. Submittals enclosed Unit located on ground. | 4019 | - | - | - | - | - | JAMES RIVER AIR COND | 1905 WESTMORELAND ST | RICHMOND | VA | 23230
MEC2020-01816 | 818-707-0077 | 2841 CHARLES CITY RD | 2020-06-26 | Issued | Commercial | Mechanical Permit | Alteration | Re-working ductwork and installation of new GRDs. Test and Balance after completion. | 9700 | - | - | - | - | - | OLD DOMINION MECHANICAL | 800 W LEIGH ST | RICHMOND | VA | 23220
MEC2020-01817 | 793-754-9466 | 8111 DIANE LN | 2020-06-24 | Issued | Residential | Mechanical Permit | Replacement | Replace 2 ton A/C unit & duct | 6000 | - | - | - | - | - | WOODFIN HEATING | 1823 N HAMILTON ST | RICHMOND | VA | 23230
MEC2020-01818 | 762-775-9649 | 3201 FRIARS WALK LN | 2020-06-30 | Issued | Residential | Mechanical Permit | Replacement | Replacing 80% gas furnace and 3.5 ton A/C unit. | 8820 | - | - | - | - | - | WOODFIN HEATING INC | 1823 N HAMILTON ST | RICHMOND | VA | 23230
MEC2020-01819 | 747-738-6173.061 | 9009 WOOD SORREL DR | 2020-06-30 | Issued | Residential | Mechanical Permit | Replacement | Replacing 2 ton heat pump unit. | 6691 | - | - | - | - | - | WOODFIN HEATING INC | 1823 N HAMILTON ST | RICHMOND | VA | 23230
MEC2020-01820 | 827-716-6975 | 103 E UNION ST | 2020-06-24 | Issued | Residential | Mechanical Permit | Installation - New | Install duct work and heat pump due to fire damage. | 6000 | RVA RESTORATION | 835 B GROVE RD | CHESTERFIELD | VA | 23832 | ACORS & GRIFFITH HEATING & AC | 1603 DARBYTOWN RD | HENRICO | VA | 23231
MEC2020-01821 | 805-677-4665 | 9008 OSBORNE TPKE | 2020-06-24 | Issued | Residential | Mechanical Permit | Replacement | replacing 86% gass furnace and 3 ton ac unit | 11119.52 | - | - | - | - | - | WOODFIN HEATING | 1823 N HAMILTON ST | RICHMOND | VA | 23230
MEC2020-01822 | 818-697-1429 | 2843 DARBYTOWN RD | 2020-06-24 | Issued | Residential | Mechanical Permit | Replacement | Replace 4 ton heat pump (electric) | 9147 | - | - | - | - | - | WOODFIN HEATING | 1823 N HAMILTON ST | RICHMOND | VA | 23230
MEC2020-01823 | 777-735-5361.003 | 2036 DABNEY RD Unit: D | 2020-06-30 | Issued | Commercial | Mechanical Permit | Replacement | Installation of a new Carrier Gas Rooftop Unit with Heat & AC like for like replacement | 11780 | - | - | - | - | - | HOWELLS HEATING & AC | PO BOX 2048 | ASHLAND | VA | 23005
MEC2020-01824 | 762-740-9594 | 7250 PATTERSON AVE | 2020-06-30 | Issued | Commercial | Mechanical Permit | Alteration | Install (5) split system heat pumps, (1) duct furnace, (1) inline exhaust fan, (3) wall louvers, (3) motorized dampers, and (1) radiant heater, Includes all associated duct.. | 143333 | URBANCORE CONSTRUCTION LLC | 409 E MAIN ST | RICHMOND | VA | 23219 | HOWELLS HEATING & AC | PO BOX 2048 | ASHLAND | VA | 23005
MEC2020-01825 | 748-743-4424 | 1107 SWISSVALE PL | 2020-06-25 | Issued | Residential | Mechanical Permit | Replacement | Replace gas furnance like for like 90K btu | 7293 | - | - | - | - | - | AMERICAN RESIDENTIAL SERVICES | 12916 OLD STAGE RD | CHESTER | VA | 23836
MEC2020-01826 | 740-759-1410 | 11713 TRIPLE NOTCH TER | 2020-06-25 | Issued | Residential | Mechanical Permit | Replacement | Replace gas furnace like for like 70K btu | 6179 | - | - | - | - | - | AMERICAN RESIDENTIAL SERVICES | 12916 OLD STAGE RD | CHESTER | VA | 23836
MEC2020-01827 | 817-715-1856 | 4802 SUECLA DR | 2020-06-25 | Issued | Residential | Mechanical Permit | Replacement | Replace gas furnace like for like 80K btu | 7370 | - | - | - | - | - | AMERICAN RESIDENTIAL SERVICES | 12916 OLD STAGE RD | CHESTER | VA | 23836
MEC2020-01828 | 778-761-1338 | 1609 POPLAR STAND CT | 2020-06-25 | Issued | Residential | Mechanical Permit | Replacement | Replace oil furnance like for like | 8132 | - | - | - | - | - | AMERICAN RESIDENTIAL SERVICES | 12916 OLD STAGE RD | CHESTER | VA | 23836
MEC2020-01829 | 805-735-2810 | 3728 ARBORGROVE CT | 2020-06-25 | Issued | Residential | Mechanical Permit | Replacement | Replace gas furnace like for like 70K btu | 6600 | - | - | - | - | - | AMERICAN RESIDENTIAL SERVICES | 12916 OLD STAGE RD | CHESTER | VA | 23836
MEC2020-01830 | 756-765-5011 | 9503 COUNTRY WAY RD | 2020-06-25 | Issued | Residential | Mechanical Permit | Replacement | Replace gas furnance like for like 75K btu | 6515 | - | - | - | - | - | AMERICAN RESIDENTIAL SERVICES | 12916 OLD STAGE RD | CHESTER | VA | 23836
MEC2020-01831 | 742-779-5570.003 | 6008 DOMINION FAIRWAYS PL | 2020-06-24 | Issued | Residential | Mechanical Permit | Replacement | Replace 80% natural gas furnace & 4 ton A/C unit | 18823 | - | - | - | - | - | WOODFIN HEATING | 1823 N HAMILTON ST | RICHMOND | VA | 23230
MEC2020-01832 | 749-772-5732 | 10709 BALVIS HOLLOW CT | 2020-06-24 | Issued | Residential | Mechanical Permit | Installation - New | HVAC Rough In and Trim out in new construction | 14935 | - | - | - | - | - | PREMIER HEATING & COOLING INC | 8445 ELLERSON DRIVE | MIDLOTHIAN | VA | 23111
MEC2020-01833 | 773-752-9954 | 2551 MELAWAY DR | 2020-06-24 | Finaled | Residential | Mechanical Permit | Gas Piping | Run approx. 10' gas line from meter to 22Kw generator. | 750 | - | - | - | - | - | WOODFIN HEATING INC | 1823 N HAMILTON ST | RICHMOND | VA | 23230
MEC2020-01834 | 789-752-7679 | 5919 OLD ORCHARD RD | 2020-06-29 | Issued | Residential | Mechanical Permit | Replacement | Replace 5 zone heat pump aand 2 ductless heat pumps | 17555 | - | - | - | - | - | WOODFIN HEATING | 1823 N HAMILTON ST | RICHMOND | VA | 23230
MEC2020-01835 | 804-711-0341 | 1625 HENRICO ARMS ST | 2020-06-26 | Issued | Commercial | Mechanical Permit | Alteration | Removing gas package units, installing gas furnace & A/C, replacing bath fans. | 31192 | CLANCY & THEYS CONST CO | 11830 FISHING POINT DR | NEWPORT NEWS | VA | 23606 | SMITH & KEENE | 1 ELMHURST ST | NEWPORT NEWS | VA | 23603
MEC2020-01836 | 804-711-0341 | 1607 HENRICO ARMS ST | 2020-06-26 | Issued | Commercial | Mechanical Permit | Alteration | Removing gas package, Units, installing gas Furnace & A/C, replacing bath fans. | 31192 | CLANCY & THEYS CONST CO | 11830 FISHING POINT DR | NEWPORT NEWS | VA | 23606 | SMITH & KEENE | 1 ELMHURST ST | NEWPORT NEWS | VA | 23603
MEC2020-01837 | 804-711-0341 | 1607 HENRICO ARMS ST | 2020-06-26 | Issued | Commercial | Mechanical Permit | Alteration | Removing gas package, Units, installing gas Furnace & A/C, replacing bath fans | 31192 | CLANCY & THEYS CONST CO | 11830 FISHING POINT DR | NEWPORT NEWS | VA | 23606 | SMITH & KEENE | 1 ELMHURST ST | NEWPORT NEWS | VA | 23603
MEC2020-01838 | 804-711-0341 | 1607 HENRICO ARMS ST | 2020-06-26 | Issued | Commercial | Mechanical Permit | Alteration | Removing gas package, Units, installing gas Furnace & A/C, replacing bath fans. | 31192 | CLANCY & THEYS CONST CO | 11830 FISHING POINT DR | NEWPORT NEWS | VA | 23606 | SMITH & KEENE | 1 ELMHURST ST | NEWPORT NEWS | VA | 23603
MEC2020-01839 | 804-711-0341 | 1600 HENRICO ARMS PL | 2020-06-26 | Issued | Commercial | Mechanical Permit | Alteration | Removing gas package, Units, installing gas Furnace & A/C, replacing bath fans. | 31192 | CLANCY & THEYS CONST CO | 11830 FISHING POINT DR | NEWPORT NEWS | VA | 23606 | SMITH & KEENE | 1 ELMHURST ST | NEWPORT NEWS | VA | 23603
MEC2020-01840 | 804-711-0341 | 1600 HENRICO ARMS PL | 2020-06-26 | Issued | Commercial | Mechanical Permit | Alteration | Removing gas package, Units, installing gas Furnace & A/C, replacing bath fans. | 31192 | CLANCY & THEYS CONST CO | 11830 FISHING POINT DR | NEWPORT NEWS | VA | 23606 | SMITH & KEENE | 1 ELMHURST ST | NEWPORT NEWS | VA | 23603
MEC2020-01841 | 804-711-0341 | 1600 HENRICO ARMS PL | 2020-06-26 | Issued | Commercial | Mechanical Permit | Alteration | Removing gas package, Units, installing gas Furnace & A/C, replacing bath fans. | 31192 | CLANCY & THEYS CONST CO | 11830 FISHING POINT DR | NEWPORT NEWS | VA | 23606 | SMITH & KEENE | 1 ELMHURST ST | NEWPORT NEWS | VA | 23603
MEC2020-01842 | 804-711-0341 | 1540 EDGELAWN CIR | 2020-06-26 | Issued | Commercial | Mechanical Permit | Alteration | Removing gas package, Units, installing gas Furnace & A/C, replacing bath fans. | 31192 | CLANCY & THEYS CONST CO | 11830 FISHING POINT DR | NEWPORT NEWS | VA | 23606 | SMITH & KEENE | 1 ELMHURST ST | NEWPORT NEWS | VA | 23603
MEC2020-01843 | 804-711-0341 | 1540 EDGELAWN CIR | 2020-06-26 | Issued | Commercial | Mechanical Permit | Alteration | Removing gas package, Units, installing gas Furnace & A/C, replacing bath fans. | 31192 | CLANCY & THEYS CONST CO | 11830 FISHING POINT DR | NEWPORT NEWS | VA | 23606 | SMITH & KEENE | 1 ELMHURST ST | NEWPORT NEWS | VA | 23603
MEC2020-01844 | 804-711-0341 | 1540 EDGELAWN CIR | 2020-06-26 | Issued | Commercial | Mechanical Permit | Alteration | Removing gas package, Units, installing gas Furnace & A/C, replacing bath fans. | 31192 | CLANCY & THEYS CONST CO | 11830 FISHING POINT DR | NEWPORT NEWS | VA | 23606 | SMITH & KEENE | 1 ELMHURST ST | NEWPORT NEWS | VA | 23603
MEC2020-01845 | 740-783-4601 | 6004 MANOR PARK TER | 2020-06-26 | Issued | Residential | Mechanical Permit | Replacement | Replacing 4 ton A/C unit (electric) & ductwork | 7781 | - | - | - | - | - | WOODFIN HEATING | 1823 N HAMILTON ST | RICHMOND | VA | 23230
MEC2020-01846 | 759-734-2783 | 104 COLLEGE RD | 2020-06-30 | Issued | Residential | Mechanical Permit | Replacement | Replacing 19.0 SEER Mini-split. | 4700 | - | - | - | - | - | WOODFIN HEATING INC | 1823 N HAMILTON ST | RICHMOND | VA | 23230
MEC2020-01847 | 777-766-5588 | 10717 MOUNTAIN ASH DR | 2020-06-26 | Issued | Residential | Mechanical Permit | Replacement | replace 2.5 ton ac unit | 6439 | - | - | - | - | - | WOODFIN HEATING | 1823 N HAMILTON ST | RICHMOND | VA | 23230
MEC2020-01848 | 744-752-2625 | 2007 ROCKY CREEK LN | 2020-06-29 | Issued | Residential | Mechanical Permit | Replacement | Replace 80% gas furnace and a/c unit | 10040 | - | - | - | - | - | WOODFIN HEATING | 1823 N HAMILTON ST | RICHMOND | VA | 23230
MEC2020-01849 | 736-746-4426 | 1519 EDENBURRY DR | 2020-06-29 | Issued | Residential | Mechanical Permit | Replacement | Replace 2 ton mini split heat pump | 5025 | - | - | - | - | - | WOODFIN HEATING | 1823 N HAMILTON ST | RICHMOND | VA | 23230
MEC2020-01851 | 816-725-2448 | 3222 AINSWORTH LN | 2020-06-29 | Inspection | Residential | Mechanical Permit | Replacement | Replacing gas furnace evaporator coil and condensing unit. | 4708.36 | - | - | - | - | - | A-ADVANCED HOME SERVICES | 1349 DANIEL RD | LOUISA | VA | 23093
MEC2020-01854 | 807-726-7409 | 612 ROBCURN DR | 2020-06-25 | Issued | Residential | Mechanical Permit | Replacement | 70,000 BTU replacement furnace/AC (natural gas) | 3600 | - | - | - | - | - | PARKER - OWNER | 612 ROBCURN DR | HENRICO | VA | 23223
MEC2020-01856 | 762-756-9207 | 4855 WILD HORSE LN | 2020-06-25 | Issued | Residential | Mechanical Permit | Installation - New | Installing 1 Gas/AC & Ductwork | 5080 | TOWNHOMES @ PARHAM PLACE LLC | 5601 VIRGINIA BEACH BLVD | VA BEACH | VA | 23462 | AUTOMATED AIR SYSTEMS INC | 1723 RHOADMILLER ST | RICHMOND | VA | 23220
MEC2020-01857 | 762-756-9505 | 4853 WILD HORSE LN | 2020-06-25 | Issued | Residential | Mechanical Permit | Installation - New | Installing 1 Gas/AC and ductwork | 5080 | TOWNHOMES @ PARHAM PLACE LLC | 5601 VIRGINIA BEACH BLVD | VA BEACH | VA | 23462 | AUTOMATED AIR SYSTEMS INC | 1723 RHOADMILLER ST | RICHMOND | VA | 23220
MEC2020-01858 | 762-756-9804 | 4851 WILD HORSE LN | 2020-06-26 | Issued | Residential | Mechanical Permit | Installation - New | Installing 1 Gas/AC and ductwork | 4980 | TOWNHOMES @ PARHAM PLACE LLC | 5601 VIRGINIA BEACH BLVD | VA BEACH | VA | 23462 | AUTOMATED AIR SYSTEMS INC | 1723 RHOADMILLER ST | RICHMOND | VA | 23220
MEC2020-01859 | 763-756-0103 | 4849 WILD HORSE LN | 2020-06-25 | Issued | Residential | Mechanical Permit | Installation - New | Installing 1 Gas/AC and ductwork | 5079 | TOWNHOMES @ PARHAM PLACE LLC | 5601 VIRGINIA BEACH BLVD | VA BEACH | VA | 23462 | AUTOMATED AIR SYSTEMS INC | 1723 RHOADMILLER ST | RICHMOND | VA | 23220
MEC2020-01860 | 763-756-0402 | 4847 WILD HORSE LN | 2020-06-25 | Issued | Residential | Mechanical Permit | Installation - New | Installing 1 Gas/AC and ductwork | 4979 | TOWNHOMES @ PARHAM PLACE LLC | 5601 VIRGINIA BEACH BLVD | VA BEACH | VA | 23462 | AUTOMATED AIR SYSTEMS INC | 1723 RHOADMILLER ST | RICHMOND | VA | 23220
MEC2020-01861 | 763-756-0701 | 4845 WILD HORSE LN | 2020-06-25 | Issued | Residential | Mechanical Permit | Installation - New | Installing 1 Gas/AC and ductwork | 5589 | TOWNHOMES @ PARHAM PLACE LLC | 5601 VIRGINIA BEACH BLVD | VA BEACH | VA | 23462 | AUTOMATED AIR SYSTEMS INC | 1723 RHOADMILLER ST | RICHMOND | VA | 23220
MEC2020-01862 | 784-762-3972 | 1106 NEW YORK AVE | 2020-06-25 | Issued | Residential | Mechanical Permit | Installation - New | Installing 1 Heat Pump & Ductwork | 4552 | HILTON M RUBIN INC | 5314 W GRACE ST | HENRICO | VA | 23226 | AUTOMATED AIR SYSTEMS INC | 1723 RHOADMILLER ST | RICHMOND | VA | 23220
MEC2020-01863 | 784-762-3469 | 1108 NEW YORK AVE | 2020-06-25 | Issued | Residential | Mechanical Permit | Installation - New | Installing 1 Heat Pump & Ductwork | 4552 | HILTON M RUBIN INC | 5314 W GRACE ST | HENRICO | VA | 23226 | AUTOMATED AIR SYSTEMS INC | 1723 RHOADMILLER ST | RICHMOND | VA | 23220
MEC2020-01864 | 782-769-2567.114 | 1416 PATRIOT CIR | 2020-06-25 | Issued | Residential | Mechanical Permit | Replacement | Replace existing gas furnace, A/C, and coil | 7822 | - | - | - | - | - | STAR SERVCO INC | 13507 E BOUNDAY RD | MIDLOTHIAN | VA | 23112
MEC2020-01865 | 805-703-3493 | 1536 SOUTHBURY AVE | 2020-06-25 | Issued | Residential | Mechanical Permit | Replacement | Replace existing gas furnace, A/C, and coil | 7000 | - | - | - | - | - | HODGES | - | - | - | -
MEC2020-01866 | 741-771-9375 | 11036 ELLIS MEADOWS LN | 2020-06-26 | Issued | Residential | Mechanical Permit | Installation - New | Install Prefab Gas Fireplace | 1000 | - | - | - | - | - | HEARTH AND HOME TECHNOLOGIES | 10126 HARRY J PARRISH BLVD | MANASSAS | VA | 20110
MEC2020-01867 | 734-781-7348 | 6752 DONAHUE DR | 2020-06-26 | Issued | Residential | Mechanical Permit | Installation - New | Install HVAC system in New SFD | 11790 | BOONE HOMES INC | 129 BROAD STREET RD | MANAKIN SABOT | VA | 23103 | FOSTER PLMBG & HEATING INC | P O BOX 35731 | RICHMOND | VA | 23235
MEC2020-01868 | 775-757-0206 | 2400 RAYMOND AVE | 2020-06-29 | Issued | Residential | Mechanical Permit | Replacement | eplace Oil Unit with 2.5 Ton Heat Pump | 4213 | - | - | - | - | - | JAMES RIVER AIR COND | 1905 WESTMORELAND ST | RICHMOND | VA | 23230
MEC2020-01869 | 741-750-5180.011 | 10342 TRELLIS CROSSING LN | 2020-06-29 | Issued | Residential | Mechanical Permit | Replacement | Replace 3T AC/75,000 BTU Gas Furnace - like for like | 6000 | - | - | - | - | - | JAMES RIVER AIR COND | 1905 WESTMORELAND ST | RICHMOND | VA | 23230
MEC2020-01870 | 794-752-8828 | 7900 SHADOWBERRY CT | 2020-06-29 | Issued | Residential | Mechanical Permit | Replacement | Replace 2T AC/50,000 BTU Gas Furnace & 3T AC/50,000 BTU Gas Furnace- like for like | 5000 | - | - | - | - | - | JAMES RIVER AIR COND | 1905 WESTMORELAND ST | RICHMOND | VA | 23230
MEC2020-01871 | 742-747-3763 | 10505 S FALCONBRIDGE CT | 2020-06-29 | Issued | Residential | Mechanical Permit | Installation - New | Install New 2 Ton Ductless Heat Pump | 2000 | - | - | - | - | - | JAMES RIVER AIR COND | 1905 WESTMORELAND ST | RICHMOND | VA | 23230
MEC2020-01872 | 805-714-7607 | 2302 WILLIAMSBURG RD | 2020-06-26 | Issued | Residential | Mechanical Permit | Alteration | Ductwork throughout existing equipment to remain | 6272 | PROFESSIONAL RESTORATION SERVICES | 4965 COX RD | GLEN ALLEN | VA | 23060 | W G SPEEKS INC | 10711 PAULBROOK DRIVE | MIDLOTHIAN | VA | 23112
MEC2020-01874 | 808-716-4530 | 4603 CRADDOCK AVE | 2020-06-26 | Issued | Residential | Mechanical Permit | Replacement | replacing 2 ton heat pump | 14986 | - | - | - | - | - | WOODFIN HEATING | 1823 N HAMILTON ST | RICHMOND | VA | 23230
MEC2020-01875 | 822-694-6071 | 3233 PINEFIELDS DR | 2020-06-30 | Issued | Residential | Mechanical Permit | Replacement | Replace 1.5 ton electric heat pump | 7211 | - | - | - | - | - | WOODFIN HEATING | 1823 N HAMILTON ST | RICHMOND | VA | 23230
MEC2020-01876 | 763-765-3636.097 | 5022 LEWISETTA DR | 2020-06-26 | Issued | Residential | Mechanical Permit | Replacement | replacing 3 zone system with 3 wireless thermostats tied to zone control. there will be 4 total dampers | 3845 | - | - | - | - | - | WOODFIN HEATING | 1823 N HAMILTON ST | RICHMOND | VA | 23230
MEC2020-01877 | 800-739-6557 | 1711 DEBBIE LN | 2020-06-26 | Issued | Residential | Mechanical Permit | Replacement | REPLACING 2 TON AC UNIT | 4959 | - | - | - | - | - | WOODFIN HEATING | 1823 N HAMILTON ST | RICHMOND | VA | 23230
MEC2020-01878 | 768-766-0676 | 3125 LAKEWOOD RD | 2020-06-30 | Issued | Residential | Mechanical Permit | Replacement | Replace 3.5 ton heat pump | 8785.53 | - | - | - | - | - | WOODFIN HEATING | 1823 N HAMILTON ST | RICHMOND | VA | 23230
MEC2020-01880 | 777-754-4354 | 8103 WOODMAN RD | 2020-06-30 | Issued | Residential | Mechanical Permit | Replacement | Replace 2.5 ton a/c unit | 6004 | - | - | - | - | - | WOODFIN HEATING | 1823 N HAMILTON ST | RICHMOND | VA | 23230
MEC2020-01881 | 842-699-0404 | 6724 CLUCK LN | 2020-06-29 | Issued | Residential | Mechanical Permit | Installation - New | Installing 1 Heat Pump & Ductwork | 5645 | LIBERTY HOMES VA INC-2705170573 A | 8249 CROWN COLONY PKWY | MECHANICSVILLE | VA | 23116 | AUTOMATED AIR SYSTEMS INC | 1723 RHOADMILLER ST | RICHMOND | VA | 23220
MEC2020-01883 | 746-741-2112 | 1213 HYDE LN | 2020-06-30 | Issued | Residential | Mechanical Permit | Replacement | Replace 2.5 ton heatpump | 10497 | - | - | - | - | - | WOODFIN HEATING | 1823 N HAMILTON ST | RICHMOND | VA | 23230
MEC2020-01884 | 779-762-3049 | 6005 PHELPS ST | 2020-06-30 | Issued | Residential | Mechanical Permit | Replacement | Replace 85% gas furnace and heat pump | 10656 | - | - | - | - | - | WOODFIN HEATING INC | 1823 N HAMILTON ST | RICHMOND | VA | 23230
MEC2020-01885 | 760-741-1018 | 1103 FOXCROFT RD | 2020-06-30 | Issued | Residential | Mechanical Permit | Replacement | replacing a 1.5 ton heat pump | 7156 | - | - | - | - | - | WOODFIN HEATING | 1823 N HAMILTON ST | RICHMOND | VA | 23230
MEC2020-01886 | 757-736-4151 | 316 LAKEWOOD DR | 2020-06-29 | Finaled | Residential | Mechanical Permit | Tank Removal/Pump and Cap | Closure in Place of one Underground Stroage Tank - 550G | 1500 | - | - | - | - | - | COMMONWEALTH ENVIRONMENTAL ASSOCIAT | 7411 IRON BRIDGE RD | RICHMOND | VA | 23237
MEC2020-01887 | 851-690-0021 | 7935 GLENDALE ESTATES DR | 2020-06-30 | Issued | Residential | Mechanical Permit | Installation - New | Install Prefab Gas Fireplace | 1000 | MHH BUILDERS | 8527 MAYLAND DRIVE | HENRICO | VA | 23228 | HEARTH AND HOME TECHNOLOGIES | 10126 HARRY J PARRISH BLVD | MANASSAS | VA | 20110
MEC2020-01888 | 734-781-2612 | 12405 DONAHUE RD | 2020-06-30 | Issued | Residential | Mechanical Permit | Installation - New | Install HVAC system in New SFD | 11504 | BOONE HOMES INC | 129 BROAD STREET RD | MANAKIN SABOT | VA | 23103 | FOSTER PLMBG & HEATING INC | P O BOX 35731 | RICHMOND | VA | 23235
MEC2020-01889 | 738-766-2626 | 12134 ELNORA LN | 2020-06-30 | Issued | Residential | Mechanical Permit | Installation - New | Install Prefab Gas Fireplace | 1000 | SM RICHMOND LLC | 5030 SADLER PLACE | GLEN ALLEN | VA | 23060 | HEARTH AND HOME TECHNOLOGIES | 10126 HARRY J PARRISH BLVD | MANASSAS | VA | 20110
MEC2020-01890 | 740-746-1528 | 10709 CHIPEWYAN DR | 2020-06-30 | Issued | Residential | Mechanical Permit | Installation - New | Install 2 Ton Mini-Split System | 3419 | - | - | - | - | - | JAMES RIVER AIR COND | 1905 WESTMORELAND ST | RICHMOND | VA | 23230
MEC2020-01892 | 755-734-3004 | 19 GLENBROOKE CIR W | 2020-06-30 | Issued | Residential | Mechanical Permit | Gas Piping | trench approx 45' gas line from meter to new pool heater | 1375 | ULTIMATE POOLS INC | 2175 LANIER LN | ROCKVILLE | VA | 23146 | WOODFIN HEATING | 1823 N HAMILTON ST | RICHMOND | VA | 23230
PLM2019-01787 | 774-745-3876 | 5801 STAPLES MILL RD | 2020-06-09 | Inspection | Commercial | Plumbing Permit | Other | INSTALL PLUMBING FOR SHELL BUILDING**AMEND 10/31/2019- adding additional under slab plumbing**AMEND-RELOCATE WATER RISER ROOM-6/5/2020** | 18960 | LOUGHRIDGE & COMPANY LLC | 5711 STAPLES MILL RD | RICHMOND | VA | 23228 | HYMAN MECHANICAL | 114 ROXBURY INDUSTRIAL CENTER | CHARLES CITY | VA | 23030
PLM2019-01900 | 751-737-4813 | 500 RALEIGH MANOR RD | 2020-06-25 | Finaled | Residential | Plumbing Permit | Replacement | Replacing 199K BTU gas tamkless water heater like for like | 5000 | - | - | - | - | - | MICHAEL AND SON SERVICES INC | ***USE "MICHAEL & SON" COMPANY | RICHMOND | VA | 23220
PLM2020-01115 | 752-742-5534 | 8717 WELDON DR | 2020-06-09 | Issued | Residential | Plumbing Permit | Replacement | Replace 50 gallon natural gas water heater | 1475 | - | - | - | - | - | PLUMBER ON THE WAY | 13826 HAW BRANCH LN | AMELIA | VA | 23002
PLM2020-01132 | 752-739-1406 | 601 N PARHAM RD | 2020-06-01 | Inspection | Commercial | Plumbing Permit | Alteration | Install 80.00 feet of 6" DI waterline pipe to 5' of building, install 13' of 8" DI sewer pipe to 5' of building | 8500 | CA VENTURES | 130 EAST RANDOLPH | CHICAGO | IL | 60601 | CASTLE EQUIPMENT CORP | 2000 BELLWOOD RD | RICHMOND | VA | 23237
PLM2020-01232 | 763-754-3546 | 7814 CAROUSEL LN | 2020-06-01 | Issued | Commercial | Plumbing Permit | Tenant Upfit - Existing | ADD A SINK | 5300 | CBS RADIO EAST HOLDING CORP | 401 CITY AVE, SUITE 809 | BALA CYNWYD | PA | 19004 | RUSH PLUMBING CO | P O BOX 4195 | CHESTER | VA | 23831
PLM2020-01274 | 809-725-7095 | 320 KINGSRIDGE RD | 2020-06-01 | Issued | Commercial | Plumbing Permit | Other | INSTALL 100' OF 2" WATERLINE-INSTALL 36' OF 6" SANITARY SEWER TO 5' OUTSIDE BLD | 15000 | COMMUNITY HOUSING PARTNERS CORP | 448 DEPOT STREET NE | CHRISTIANSBURG | VA | 24073 | SHOOSMITH CONSTRUCTION INC | 11800 LEWIS RD | CHESTER | VA | 23831
PLM2020-01278 | 772-740-8949 | 5501 COOPERS WALK LN | 2020-06-01 | Issued | Residential | Plumbing Permit | Installation - New | PLUMBING FOR NEW DWELLING | 5000 | GUMENICK HOMEBUILDING LLC | 4901 LIBBIE MILL EAST BLVD | RICHMOND | VA | 23230 | RONCO PLUMBING | 10305-B HULL STREET RD | MIDLOTHIAN | VA | 23112
PLM2020-01279 | 772-740-9249 | 5503 COOPERS WALK LN | 2020-06-01 | Issued | Residential | Plumbing Permit | Installation - New | PLUMBING FOR NEW DWELLING | 5000 | GUMENICK HOMEBUILDING LLC | 4901 LIBBIE MILL EAST BLVD | RICHMOND | VA | 23230 | RONCO PLUMBING | 10305-B HULL STREET RD | MIDLOTHIAN | VA | 23112
PLM2020-01280 | 772-740-9449 | 5505 COOPERS WALK LN | 2020-06-01 | Issued | Residential | Plumbing Permit | Installation - New | PLUMBING FOR NEW DWELLING | 5000 | GUMENICK HOMEBUILDING LLC | 4901 LIBBIE MILL EAST BLVD | RICHMOND | VA | 23230 | RONCO PLUMBING | 10305-B HULL STREET RD | MIDLOTHIAN | VA | 23112
PLM2020-01281 | 772-740-9649 | 5507 COOPERS WALK LN | 2020-06-01 | Issued | Residential | Plumbing Permit | Installation - New | PLUMBING FOR NEW DWELLING | 5000 | GUMENICK HOMEBUILDING LLC | 4901 LIBBIE MILL EAST BLVD | RICHMOND | VA | 23230 | RONCO PLUMBING | 10305-B HULL STREET RD | MIDLOTHIAN | VA | 23112
PLM2020-01282 | 736-768-4637 | 4750 HEPLER RIDGE WAY | 2020-06-03 | Issued | Residential | Plumbing Permit | Installation - New | HOLDING FOR ONLINE PAYMENT | 4800 | RYAN HOMES | 7501 BOULDERS VIEW DRIVE | RICHMOND | VA | 23225 | SUPERIOR PLUMBING HEATING & AIR INC | 2809 ACKLEY AVE | RICHMOND | VA | 23228
PLM2020-01283 | 763-768-2749 | 3628 GRACIE LN | 2020-06-10 | Issued | Residential | Plumbing Permit | Installation - New | install plumbing & gas in new dwelling | 4800 | RYAN HOMES | 7501 BOULDERS VIEW DRIVE | RICHMOND | VA | 23225 | SUPERIOR PLUMBING HEATING & AIR INC | 2809 ACKLEY AVE | RICHMOND | VA | 23228
PLM2020-01284 | 807-727-8340 | 933 WHEELWOOD WAY | 2020-06-02 | Issued | Residential | Plumbing Permit | Water Heater - Replace (like for like) | REMOVE-REPLACE NG WATER HEATER-LIKE FOR LIKE | 300 | - | - | - | - | - | PMK PLUMBING INC | 10641 MARCH HARE DR | RICHMOND | VA | 23235
PLM2020-01289 | 810-723-1995 | 14 N LABURNUM AVE | 2020-06-17 | Inspection | Commercial | Plumbing Permit | Tenant Upfit - Existing | adding 2 handicapped bathrooms & a drinking fountain | 7500 | - | - | - | - | - | - | - | - | - | -
PLM2020-01290 | 816-727-5797 | 205 WESTOVER AVE | 2020-06-04 | Inspection | Residential | Plumbing Permit | Installation - New | Plumb new bed & bathroom addition. | 2650 | CLJ CONTRACTING | 6401 OLDBERN RD | CHESTERFIELD | VA | 23832 | RETROFIT SERVICES INC | 7414 ORCUTT AVE | NEWPORT NEWS | VA | 23605
PLM2020-01291 | 782-743-3183 | 5111 LAKESIDE AVE | 2020-06-05 | Issued | Commercial | Plumbing Permit | Replacement | replace 75 gallon natural gas water heater | 2175 | - | - | - | - | - | PLUMBER ON THE WAY | 13826 HAW BRANCH LN | AMELIA | VA | 23002
PLM2020-01292 | 749-758-1204 | 9960 MAYLAND DR | 2020-06-03 | Finaled | Commercial | Plumbing Permit | Tenant Upfit - Existing | Furnish and install plumbing | 6500 | PATRIOT COMMERCIAL CONTRACTORS INC | 9406 CHARTER CROSSING DR | MECHANICSVILLE | VA | 23116 | DESIGN & BUILD PLUMBING INC | P O BOX 5958 | MIDLOTHIAN | VA | 23112
PLM2020-01293 | 777-737-7858 | 2256 DABNEY RD | 2020-06-03 | Finaled | Commercial | Plumbing Permit | Alteration | This permit is for Demo ONLY. The approved plumbing drawings show the demo work to be performed. The new plumbing work to be done is associated with BLD2020-01290 per the applicant.**amend cost of job to include demo only 6/15** | 3500 | GILBANE BUILDING CO INC | 1001 BOULDERS PARKWAY | RICHMOND | VA | 23225 | OLD DOMINION MECHANICAL | 800 W LEIGH ST | RICHMOND | VA | 23220
PLM2020-01297 | 756-744-2494 | 1516 BEXHILL RD | 2020-06-01 | Finaled | Residential | Plumbing Permit | Replacement | replace existing gas line from meter to furnace, water heater, & Fireplace | 2000 | - | - | - | - | - | MUNDIN PLUMBING INC | 3919 DEEP ROCK RD | RICHMOND | VA | 23233
PLM2020-01298 | 779-769-8182 | 10816 KILPATRICK LN | 2020-06-03 | Issued | Residential | Plumbing Permit | Replacement | Replace water heater like for like no new work 36000 BTU | 1214 | - | - | - | - | - | AMERICAN RESIDENTIAL SERVICES | 12916 OLD STAGE RD | CHESTER | VA | 23836
PLM2020-01299 | 754-752-3680 | 2423 BOISSEVAIN RD | 2020-06-03 | Issued | Residential | Plumbing Permit | Replacement | Replace gas water heater like for like 36K BTU | 8648 | - | - | - | - | - | AMERICAN RESIDENTIAL SERVICES | 12916 OLD STAGE RD | CHESTER | VA | 23836
PLM2020-01300 | 822-688-1126 | 3008 HEATHER RIDGE DR | 2020-06-03 | Issued | Residential | Plumbing Permit | Replacement | replace water heater like for like no new work. 38000 btu | 1200 | - | - | - | - | - | AMERICAN RESIDENTIAL SERVICES | 12916 OLD STAGE RD | CHESTER | VA | 23836
PLM2020-01301 | 751-765-3517 | 4602 WINTERSET PL | 2020-06-03 | Issued | Residential | Plumbing Permit | Replacement | Replace water heater like for like no new work 38000 BTU | 1673 | - | - | - | - | - | AMERICAN RESIDENTIAL SERVICES | 12916 OLD STAGE RD | CHESTER | VA | 23836
PLM2020-01302 | 745-773-0463 | 1301 NEW HAVEN CT | 2020-06-03 | Issued | Residential | Plumbing Permit | Replacement | Replace gas water heater like for like 36K BTU | 1161 | - | - | - | - | - | AMERICAN RESIDENTIAL SERVICES | 12916 OLD STAGE RD | CHESTER | VA | 23836
PLM2020-01303 | 763-758-3180 | 4945 TANFIELD DR | 2020-06-18 | Issued | Residential | Plumbing Permit | Replacement | Replace gas water heater like for like 40K BTU | 1550 | - | - | - | - | - | AMERICAN RESIDENTIAL SERVICES | 12916 OLD STAGE RD | CHESTER | VA | 23836
PLM2020-01304 | 747-766-3862 | 4704 SADLER GREEN PL | 2020-06-18 | Issued | Residential | Plumbing Permit | Replacement | Replace gas water heater like for like 76K BTU | 3353 | - | - | - | - | - | AMERICAN RESIDENTIAL SERVICES | 12916 OLD STAGE RD | CHESTER | VA | 23836
PLM2020-01306 | 752-750-5083 | 1900 SWEETWATER LN | 2020-06-02 | Finaled | Residential | Plumbing Permit | Water Service - Replace | Replace water service line. | 2000 | - | - | - | - | - | MULDOON PLUMBING & HEATING INC | 12311 HERMAN FIELD RD | ASHLAND | VA | 23005
PLM2020-01307 | 804-704-5139 | 1421 SOUTHBURY AVE | 2020-06-08 | Issued | Residential | Plumbing Permit | Installation - New | Plumb new home. | 5000 | R L ROBBINS CONST | 1706 MELLICK RIDGE RD | MANAKIN-SABOT | VA | 23103 | ROBBINS PLUMBING, LLC | 5813 MONGUY RD. | CHARLES CITY | VA | 23030
PLM2020-01308 | 745-741-9320 | 1233 TILBURY LN | 2020-06-01 | Issued | Residential | Plumbing Permit | Replacement | Install one Navier 240A tankless gas water heater. (Needs gas meter upgrade) | 4122 | N/A | - | - | - | - | NUCKOLS PLUMBING & GAS LLC | 2100 TOMLYNN STREET | HENRICO | VA | 23230
PLM2020-01309 | 819-694-7860 | 2999 DARBYTOWN RD | 2020-06-11 | Inspection | Commercial | Plumbing Permit | Installation - New | install sanitary from new bld out to pump station-install waste service into new concession bld | 35000 | BROOKS & CO GENERAL CONTRACTOR | 4801 HERMITAGE ROAD | RICHMOND | VA | 23227 | ELLIS CONST | 913 W CARY POINT RD | HOPEWELL | VA | 23860
PLM2020-01310 | 784-748-2229 | 5920 LAUREL BED LN | 2020-06-03 | Issued | Commercial | Plumbing Permit | Installation - New | New Construction | 8000 | SM RICHMOND LLC | 5030 SADLER PLACE | GLEN ALLEN | VA | 23060 | CAPITAL MECHANICAL LLC | 45037 MORAN RD | DULLES | VA | 20166
PLM2020-01311 | 784-748-2229 | 5920 LAUREL BED LN | 2020-06-03 | Issued | Commercial | Plumbing Permit | Installation - New | New Construction | 8000 | SM RICHMOND LLC | 5030 SADLER PLACE | GLEN ALLEN | VA | 23060 | CAPITAL MECHANICAL LLC | 45037 MORAN RD | DULLES | VA | 20166
PLM2020-01312 | 784-748-2229 | 5922 LAUREL BED LN | 2020-06-03 | Issued | Commercial | Plumbing Permit | Installation - New | New Construction | 8000 | SM RICHMOND LLC | 5030 SADLER PLACE | GLEN ALLEN | VA | 23060 | CAPITAL MECHANICAL LLC | 45037 MORAN RD | DULLES | VA | 20166
PLM2020-01313 | 784-748-2229 | 5922 LAUREL BED LN | 2020-06-03 | Issued | Commercial | Plumbing Permit | Installation - New | New Construction | 8000 | SM RICHMOND LLC | 5030 SADLER PLACE | GLEN ALLEN | VA | 23060 | CAPITAL MECHANICAL LLC | 45037 MORAN RD | DULLES | VA | 20166
PLM2020-01314 | 784-748-2229 | 5924 LAUREL BED LN | 2020-06-03 | Issued | Commercial | Plumbing Permit | Installation - New | New Construction | 8000 | SM RICHMOND LLC | 5030 SADLER PLACE | GLEN ALLEN | VA | 23060 | CAPITAL MECHANICAL LLC | 45037 MORAN RD | DULLES | VA | 20166
PLM2020-01315 | 784-748-2229 | 5924 LAUREL BED LN | 2020-06-03 | Issued | Commercial | Plumbing Permit | Installation - New | New Construction | 8000 | SM RICHMOND LLC | 5030 SADLER PLACE | GLEN ALLEN | VA | 23060 | CAPITAL MECHANICAL LLC | 45037 MORAN RD | DULLES | VA | 20166
PLM2020-01316 | 784-748-2229 | 5926 LAUREL BED LN | 2020-06-03 | Issued | Commercial | Plumbing Permit | Installation - New | New Construction | 8000 | SM RICHMOND LLC | 5030 SADLER PLACE | GLEN ALLEN | VA | 23060 | CAPITAL MECHANICAL LLC | 45037 MORAN RD | DULLES | VA | 20166
PLM2020-01317 | 763-764-0562.016 | 3401 COLE'S POINT WAY Unit: F | 2020-06-01 | Inspection | Residential | Plumbing Permit | Gas Piping (Natural) | Run new gas line from meter to gas range, install new gas range. | 1158.03 | - | - | - | - | - | MR. ROOTER OF RICHMOND | P.O. BOX 2532 | RICHMOND | VA | 23112
PLM2020-01318 | 784-748-2229 | 5926 LAUREL BED LN | 2020-06-03 | Issued | Commercial | Plumbing Permit | Installation - New | New Construction | 8000 | SM RICHMOND LLC | 5030 SADLER PLACE | GLEN ALLEN | VA | 23060 | CAPITAL MECHANICAL LLC | 45037 MORAN RD | DULLES | VA | 20166
PLM2020-01319 | 784-748-2229 | 5928 LAUREL BED LN | 2020-06-03 | Issued | Commercial | Plumbing Permit | Installation - New | New Construction | 8000 | SM RICHMOND LLC | 5030 SADLER PLACE | GLEN ALLEN | VA | 23060 | CAPITAL MECHANICAL LLC | 45037 MORAN RD | DULLES | VA | 20166
PLM2020-01320 | 784-748-2229 | 5928 LAUREL BED LN | 2020-06-03 | Issued | Commercial | Plumbing Permit | Installation - New | New Construction | 8000 | SM RICHMOND LLC | 5030 SADLER PLACE | GLEN ALLEN | VA | 23060 | CAPITAL MECHANICAL LLC | 45037 MORAN RD | DULLES | VA | 20166
PLM2020-01321 | 747-757-3086 | 3417 COX RD | 2020-06-03 | Issued | Commercial | Plumbing Permit | Other | alter existing gas pipe & install new gas pipe for supply for cookline-adding 1 new applianc to cook line-resizing bld gas supply to support BTU load | 3000 | - | - | - | - | - | H L H PLUMBING & HEATING | 3313 HARD ROCK CT | RICHMOND | VA | 23230
PLM2020-01322 | 812-713-6324 | 5250 KLOCKNER DR | 2020-06-03 | Issued | Commercial | Plumbing Permit | Tenant Upfit - Existing | FURNISH/INSTALL 2 ADA SINGLE USER RESTROOM | 9000 | J A HEISLER CONTRACTING CO INC | 3201 LANVALE AVE | RICHMOND | VA | 23230 | DESIGN & BUILD PLUMBING INC | P O BOX 5958 | MIDLOTHIAN | VA | 23112
PLM2020-01323 | 784-754-6324 | 7721 BROOK RD | 2020-06-03 | Issued | Commercial | Plumbing Permit | Other | install 1 1/2" type k copper waterline-install 6" cleanout for dewerline withing 5' of bld | 4500 | FAS TRAC GENERAL CONTRACTORS INC | 1141 JEFFERSON GREEN CIR | MIDLOTHIAN | VA | 23113 | METHENY CONTRACTING INC | P O BOX 129 | QUINTON | VA | 23141
PLM2020-01324 | 784-754-6505 | 7701 BROOK RD | 2020-06-03 | Issued | Commercial | Plumbing Permit | Other | intall 2" type k copper waterline-install 2-way cleanout & sewer-1500 gallon traffic rated grease trap within 5' of bld | 9700 | BERRY CONSTRUCTION CO, INC | 2525 BROAD ST | CHATTANOOGA | TN | 37408 | METHENY CONTRACTING INC | P O BOX 129 | QUINTON | VA | 23141
PLM2020-01325 | 750-772-0022 | 5099 MABEN HILL LN | 2020-06-02 | Inspection | Residential | Plumbing Permit | Installation - New | install plumbing-sewer-water-inside gas piping in new dwelling | 5400 | HHHUNT HOMES LLC | 11237 NUCKOLS ROAD | GLEN ALLEN | VA | 23059 | PLUMBRIGHT PLUMBING INC | 1642 OAK LAKE BLVD E | MIDLOTHIAN | VA | 23112
PLM2020-01326 | 749-772-4142 | 10708 BALVIS HOLLOW CT | 2020-06-02 | Issued | Residential | Plumbing Permit | Installation - New | install plumbing-sewer-water-inside gas piping in new dwelling | 5400 | LIFESTYLE HOME BUILDERS | 4561 LIFESTYLE LANE | MIDLOTHIAN | VA | 23112 | PLUMBRIGHT PLUMBING INC | 1642 OAK LAKE BLVD E | MIDLOTHIAN | VA | 23112
PLM2020-01327 | 750-772-2211 | 10839 HOLMAN RIDGE RD | 2020-06-02 | Issued | Residential | Plumbing Permit | Installation - New | install plumbing-sewer-water-inside gas piping in new dwelling | 5400 | H H HUNT HOMES | 11237 NUCKOLS ROAD | GLEN ALLEN | VA | 23059 | PLUMBRIGHT PLUMBING INC | 1642 OAK LAKE BLVD E | MIDLOTHIAN | VA | 23112
PLM2020-01328 | 812-701-7615 | 111 NEW HARVEST DR | 2020-06-02 | Finaled | Residential | Plumbing Permit | Other | INSTALLING 5' BLACK IRON GAS LINE TO STOVE | 500 | - | - | - | - | - | MICHAEL & SON SERVICES INC | 1407 CUMMINGS DR | RICHMOND | VA | 23220
PLM2020-01329 | 780-770-9109 | 10821 CORRENTY DR | 2020-06-02 | Finaled | Residential | Plumbing Permit | Water Heater - Replace (like for like) | REPLACING 50,000 BTU WATER HEATER-LIKE FOR LIKE | 2400 | - | - | - | - | - | MICHAEL & SON SERVICES INC | 1407 CUMMINGS DR | RICHMOND | VA | 23220
PLM2020-01330 | 809-725-3662 | 461 EAST RICHMOND RD | 2020-06-08 | Issued | Residential | Plumbing Permit | Installation - New | new construction | 5000 | LIBERTY HOMES VA INC-2705170573 A | 8249 CROWN COLONY PKWY | MECHANICSVILLE | VA | 23116 | IMPERIAL PLUMBING INC | PO BOX 476 | MIDLOTHIAN | VA | 23113
PLM2020-01331 | 823-691-6898 | 6901 HAPSBURG LN | 2020-06-08 | Issued | Residential | Plumbing Permit | Installation - New | new dwelling | 5500 | BOYD CORPORATION | 544 NEWTOWN RD | VIRGINIA BEACH | VA | 23462 | IMPERIAL PLUMBING INC | PO BOX 476 | MIDLOTHIAN | VA | 23113
PLM2020-01332 | 760-758-8746 | 8800 GREENFORD DR | 2020-06-02 | Issued | Residential | Plumbing Permit | Replacement | REMOVE/REPLACE NG DRYER-LIKE FOR LIKE | 150 | - | - | - | - | - | PMK PLUMBING INC | 10641 MARCH HARE DR | RICHMOND | VA | 23235
PLM2020-01333 | 732-774-2067 | 12732 AXE HANDLE CT | 2020-06-02 | Inspection | Residential | Plumbing Permit | Other | city to increase meter from low pressure to 1lb gas pressure-run gas line to pool heater from gas meter on side of house | 2100 | - | - | - | - | - | RALPHS PLUMBING & HEATING INC | P. O. BOX 623 | ASHLAND | VA | 23005
PLM2020-01334 | 809-703-0352 | 6408 GOLDENROD CT | 2020-06-02 | Issued | Residential | Plumbing Permit | Replacement | REMOVE/REPLACE NG RANGE-LIKE FOR LIKE | 205 | - | - | - | - | - | PMK PLUMBING INC | 10641 MARCH HARE DR | RICHMOND | VA | 23235
PLM2020-01335 | 754-732-3133 | 8600 RIVER RD | 2020-06-09 | Issued | Residential | Plumbing Permit | Other | nstall gas piping from meter to pool heater(250 k btu, 2psi) | 2770 | - | - | - | - | - | PLUMBER ON THE WAY | 13826 HAW BRANCH LN | AMELIA | VA | 23002
PLM2020-01336 | 741-770-0468 | 1854 GREY OAKS PARK LN | 2020-06-08 | Issued | Residential | Plumbing Permit | Installation - New | rough & complete plumbing-run gas pipe to fixtures-water & sewer | 16000 | BRADFORD HOMES INC | PO BOX 3943 | RICHMOND | VA | 23235 | PAUL BROWN PLUMBING & HEATING INC | 8318 PEAKS ROAD | HANOVER | VA | 23069
PLM2020-01337 | 811-731-1456 | 1820 HARVEST GROVE LN | 2020-06-02 | Issued | Residential | Plumbing Permit | Installation - New | NEW CONSTRUCTION | 3000 | RYAN HOMES | 7501 BOULDERS VIEW DRIVE | RICHMOND | VA | 23225 | CAPITAL MECHANICAL LLC | 45037 MORAN RD | DULLES | VA | 20166
PLM2020-01338 | 793-758-0397 | 137 HAWK NEST CT | 2020-06-02 | Issued | Residential | Plumbing Permit | Replacement | REMOVE/REPLACE NG RANGE-LIKE FOR LIKE | 205 | - | - | - | - | - | PMK PLUMBING INC | 10641 MARCH HARE DR | RICHMOND | VA | 23235
PLM2020-01339 | 788-769-0981 | 2005 SOUTHWINDS CT | 2020-06-02 | Issued | Residential | Plumbing Permit | Replacement | Replace 75K BTU furnace/3 ton AC & 40K BTU gas wtr htr-like for like | 5895 | - | - | - | - | - | JAMES RIVER AIR COND | 1905 WESTMORELAND ST | RICHMOND | VA | 23230
PLM2020-01340 | 825-716-0775 | 105 JACKSON AVE | 2020-06-08 | Issued | Residential | Plumbing Permit | Other | re-route main sewer line btwn county tap & bring it into crawl space under pic window to left of front door-replace line under house | 8647.5 | - | - | - | - | - | BANTAMS PLUMBING CO INC | 10010 LICKINGHOLE RD | ASHLAND | VA | 23005
PLM2020-01341 | 768-770-2587 | 3328 FONTAINE LN | 2020-06-02 | Issued | Residential | Plumbing Permit | Gas Piping (Natural) | run gas line to new stove | 1098 | - | - | - | - | - | UNIVERSAL HEATING & PLUMBING | 11001 TRADE RD | N CHESTERFIELD | VA | 23236
PLM2020-01342 | 742-758-3279 | 11509 BRIDGETENDER DR | 2020-06-02 | Inspection | Residential | Plumbing Permit | Gas Piping (Natural) | Installing natural gas line to pool heater & Pool Heater (2 psi system, 300,000 BTU's) | 3840 | - | - | - | - | - | ROBINSONS PLUMBING SERVICE | 247 WYLDEROSE CT | MIDLOTHIAN | VA | 23113
PLM2020-01343 | 762-738-0160 | 603 RIDGE TOP RD | 2020-06-02 | Issued | Residential | Plumbing Permit | Gas Piping (Natural) | Install (natural gas fixtures) Rinnai tankless water heater, gas logs & cooktop & gas piping. Install (natural) gas piping for future furnace & future gas grill. | 7500 | - | - | - | - | - | ROBINSON'S PLUMBING SERVICE | 247 WYLDEROSE CT | MIDLOTHIAN | VA | 23113
PLM2020-01344 | 759-736-5016 | 7001 LAKEWOOD DR | 2020-06-02 | Issued | Residential | Plumbing Permit | Replacement | Remove existing 50 gallon water heater. Install Counti-boiler. 200k BTU's & 2 psi system existing | 7200 | - | - | - | - | - | ROBINSONS PLUMBING SERVICE | 247 WYLDEROSE CT | MIDLOTHIAN | VA | 23113
PLM2020-01345 | 769-753-8337 | 3205 OPAL AVE | 2020-06-02 | Issued | Residential | Plumbing Permit | Repair | Emergency replacement/crushed sewer pipe-drain backing up in basement | 2000 | - | - | - | - | - | - | - | - | - | -
PLM2020-01346 | 762-742-8944 | 1405 FORT HILL DR | 2020-06-04 | Finaled | Residential | Plumbing Permit | Gas Piping (Natural) | Replace (natural) gas line from gas meter to water heater in attic | 985 | - | - | - | - | - | MANCINO | 15001 GATES MILL RD | MIDLOTHIAN | VA | 23112
PLM2020-01347 | 778-745-2056 | 5517 WOODROW TER | 2020-06-03 | Issued | Residential | Plumbing Permit | Other | renovation of 1 shower-1 lav-1 toilet | 1500 | RIVERSIDE BUILDERS | - | - | - | - | ALL IN ONE CONTRACTING | 13613 CANNONADE LANE | MIDLOTHIAN | VA | 23112
PLM2020-01348 | 739-753-8886 | 10949 POINT GREY RD | 2020-06-03 | Issued | Residential | Plumbing Permit | Other | replace 50 gal 40,000 btu gas wtr htr-like for like-Run 10' of 3/4" gas pipe from meter to new gas furnace | 2800 | - | - | - | - | - | JAMES RIVER AIR COND | 1905 WESTMORELAND ST | RICHMOND | VA | 23230
PLM2020-01349 | 772-749-2757 | 6912 ALDER GROVE DR | 2020-06-03 | Issued | Residential | Plumbing Permit | Replacement | replace gas range with oven | 765 | - | - | - | - | - | - | - | - | - | -
PLM2020-01350 | 757-757-5325.001 | 9132 W BROAD ST | 2020-06-05 | Inspection | Commercial | Plumbing Permit | Tenant Upfit - Existing | INSTALL A 2 DOG WASH TYB-SINK-MOP SINK-WATER HEATER-WASHER | 25000 | M L BELL CONSTRUCTION LLC | 11008 RICHARDSON RD | ASHLAND | VA | 23005 | H J PLUMBING & HEATING LLC | 4875 OLD FREDERICKSBURG RD | MINERAL | VA | 23117
PLM2020-01351 | 750-752-7560 | 2100 BAMBACUS RD | 2020-06-03 | Finaled | Residential | Plumbing Permit | Other | INSTALL SEWER FROM HOUSE TO COUNTY LATERAL | 8500 | - | - | - | - | - | OLD DOMINION SEPTIC & ROOTER SERVIC | 4875 SADLER RD | GLEN ALLEN | VA | 23060
PLM2020-01352 | 737-760-5814 | 3117 OLD BROOKEWOOD WAY | 2020-06-04 | Inspection | Residential | Plumbing Permit | Building Sewer - Replace | install new water service from water meter to crawlspace boring equip-line is 1" poly approximately 65' long | 2800 | - | - | - | - | - | GUNDLACH | 2707 ELLIS LANE | RICHMOND | VA | 23294
PLM2020-01353 | 750-772-2515 | 10843 HOLMAN RIDGE RD | 2020-06-04 | Issued | Residential | Plumbing Permit | Installation - New | install plumbing-sewer-water-inside gas piping for new dwelling | 5400 | HHHUNT HOMES LLC | 11237 NUCKOLS ROAD | GLEN ALLEN | VA | 23059 | PLUMBRIGHT PLUMBING INC | 1642 OAK LAKE BLVD E | MIDLOTHIAN | VA | 23112
PLM2020-01354 | 750-772-1707 | 10835 HOLMAN RIDGE RD | 2020-06-04 | Issued | Residential | Plumbing Permit | Installation - New | install plumbing-sewer-water-inside gas piping for new dwelling | 5400 | HHHUNT HOMES LLC | 11237 NUCKOLS ROAD | GLEN ALLEN | VA | 23059 | PLUMBRIGHT PLUMBING INC | 1642 OAK LAKE BLVD E | MIDLOTHIAN | VA | 23112
PLM2020-01355 | 736-769-8987 | 12276 PORSCHE DR | 2020-06-04 | Issued | Residential | Plumbing Permit | Installation - New | INSTALL PLUMBING & GAS IN NEW DWELLING | 11150 | STANLEY MARTIN COMPANIES,LLC | 5030 SADLER PLACE | GLEN ALLEN | VA | 23060 | FOSTER PLUMBING & HEATING | 11301 BUSINESS CENTER DR | RICHMOND | VA | 23235
PLM2020-01356 | 755-740-4294 | 8409 GLENDALE DR | 2020-06-04 | Issued | Residential | Plumbing Permit | Other | 2nd floor bath remodel & returning to install fixtures | 3475 | RIC DESIGN BUILD LLC | 1520 W MAIN ST | RICHMOND | VA | 23220 | PLUMBRIGHT PLUMBING INC | 1642 OAK LAKE BLVD E | MIDLOTHIAN | VA | 23112
PLM2020-01357 | 775-753-1032 | 8203 GALWAY LN | 2020-06-04 | Issued | Residential | Plumbing Permit | Other | cut concrete floor & rough in for full bathroom-set fixtures once walls are finished | 2200 | - | - | - | - | - | RALPHS PLUMBING & HEATING INC | P. O. BOX 623 | ASHLAND | VA | 23005
PLM2020-01358 | 756-739-5898 | 8116 SAWMILL RD | 2020-06-04 | Finaled | Residential | Plumbing Permit | Other | install backflow device for irrigation system | 800 | - | - | - | - | - | COLLIER COMPANIES | 1500 OAKBRIDGE TERRACE | POWHATAN | VA | 23139
PLM2020-01359 | 808-736-1344 | 3253 PURVIS RD | 2020-06-04 | Finaled | Residential | Plumbing Permit | Other | INSTALL NEW NG WTR HTR & NEW WTR HTR PAN | 863 | - | - | - | - | - | FOSTER PLUMBING & HEATING | 11301 BUSINESS CENTER DR | RICHMOND | VA | 23235
PLM2020-01360 | 742-760-4589.001 | 2426 OLD BRICK RD | 2020-06-09 | Inspection | Commercial | Plumbing Permit | Tenant upfit - New | install new plumbing for kitchen sink & eset existing plumbing fixtures | 15000 | URBANCORE CONSTRUCTION LLC | 409 E MAIN ST | RICHMOND | VA | 23219 | AGUILAR PLUMBING INC | 6405 DIAMOND CT | MECHANICSVILLE | VA | 23111
PLM2020-01362 | 734-772-9067 | 12501 HEATHER GROVE RD | 2020-06-04 | Inspection | Residential | Plumbing Permit | Other | 1 BATHROOM ADDITION | 3000 | ONEILL BUILDERS LLC | 1525 BLOOMFIELD RD | N. CHESTERFIELD | VA | 23225 | G & G QUALITY PLUMBING SVC INC | 3155 PINEY SLOPE LA | PROVIDENCE FORGE | VA | 23140
PLM2020-01363 | 769-755-9509 | 8702 STAPLES MILL RD | 2020-06-05 | Inspection | Commercial | Plumbing Permit | Installation - New | Plumbing and gas line | 182951 | ENGELSMA CONST | 7119 31ST ST AVE N | NEW HOPE | MN | 55427 | JRC MECHANICAL | 1701 SOUTH PARK CT | CHESAPEAKE | VA | 23320
PLM2020-01364 | 738-743-8654 | 1307 STONEYCREEK DR | 2020-06-05 | Finaled | Residential | Plumbing Permit | Building Sewer - Replace | sewer replacement | 4850 | - | - | - | - | - | WOODFIN HEATING | 1823 N HAMILTON ST | RICHMOND | VA | 23230
PLM2020-01365 | 747-734-9733 | 8912 RIVER RD | 2020-06-04 | Issued | Residential | Plumbing Permit | Gas Piping (Natural) | Rough-in & connect natural gas from meter to new generator. A trench is to be dug & gas piping to consist of 1" type L copper | 1333 | - | - | - | - | - | NUCKOLS PLUMBING & GAS LLC | 2100 TOMLYNN STREET | HENRICO | VA | 23230
PLM2020-01366 | 744-735-5372 | 9501 RIVER RD | 2020-06-04 | Inspection | Residential | Plumbing Permit | Alteration | Move toilet & replace tub with shower. | 900 | - | - | - | - | - | OWNER | - | - | - | -
PLM2020-01367 | 782-772-7745 | 10993 LITTLE FIVE LOOP | 2020-06-08 | Issued | Residential | Plumbing Permit | Installation - New | ROUGH IN & TRIM OUT PLUMBING SYSTEM WITH GAS IN NEW HOME | 12000 | LEGAULT HOMES LLC | 5243 HICKORY PARK DR | RICHMOND | VA | 23059 | D L JONES PLUMBING INC | 5616 GREENDALE RD | HENRICO | VA | 23228
PLM2020-01368 | 738-776-6090 | 12305 HUNTERS GLEN TER | 2020-06-08 | Issued | Residential | Plumbing Permit | Other | rough in new 1/2 bath-rough in new washer box-rework master bath-install new kitch sink & laundry room sink fixtures-install range existing location-+bar sink in kitchen | 4900 | - | - | - | - | - | BARNARD PLUMBING | 12401 HORSESHOE LOOP ROAD | AMELIA COURT HOUSE | VA | 23002
PLM2020-01369 | 740-755-3511.030 | 2401 GOLD LEAF CIR | 2020-06-08 | Issued | Residential | Plumbing Permit | Installation - New | NEW CONSTRUCTION COMPLETE-INSTALL GAS LINE FOR GRILL-ROUGH IN ONLY | 500 | EAGLE COMMERCIAL CONSTRUCTION | 2250 OLD BRICK RD | GLEN ALLEN | VA | 23060 | PLUMBRIGHT PLUMBING INC | 1642 OAK LAKE BLVD E | MIDLOTHIAN | VA | 23112
PLM2020-01370 | 811-731-4667 | 1988 HARVEST GROVE LN | 2020-06-08 | Issued | Residential | Plumbing Permit | Other | INSTALL BACKFLOW PREVENTER FOR IRRIGATION SYSTEM | 150 | RYAN HOMES | 7501 BOULDERS VIEW DRIVE | RICHMOND | VA | 23225 | PROVING GROUNDS LLC | 10015 W BROAD ST | GLEN ALLEN | VA | 23060
PLM2020-01372 | 744-774-9096 | 5806 GATE HOUSE DR | 2020-06-08 | Issued | Residential | Plumbing Permit | Water Heater - Replace (like for like) | REMOVE/REPLACE 40 GALLON 40K BTU WTR HTR-LIKE FOR LIKE | 400 | - | - | - | - | - | DISCOUNT CONTRACTORS LLC | 10116 CHESTER RD | CHESTER | VA | 23831
PLM2020-01373 | 809-704-1170 | 6325 DAWNFIELD LN | 2020-06-08 | Finaled | Residential | Plumbing Permit | Water Heater - Replace (like for like) | REMOVE/REPLACE 50 GALLON 65K BTU WTR HTR-LIKE FOR LIKE | 400 | - | - | - | - | - | DISCOUNT CONTRACTORS LLC | 10116 CHESTER RD | CHESTER | VA | 23831
PLM2020-01374 | 805-695-7046 | 7308 COXLEY CT | 2020-06-08 | Issued | Residential | Plumbing Permit | Replacement | REMOVE/REPLACE NG RANGE-LIKE FOR LIKE | 205 | - | - | - | - | - | PMK PLUMBING INC | 10641 MARCH HARE DR | RICHMOND | VA | 23235
PLM2020-01375 | 803-705-8484 | 1306 GILCHRIST PL | 2020-06-05 | Issued | Residential | Plumbing Permit | Other | 10 ft of copper piping connected to a 2200 generak home heating running to a propane tank | 102 | - | - | - | - | - | - | - | - | - | -
PLM2020-01376 | 810-731-8307 | 3913 ALDERLEAF LN | 2020-06-08 | Finaled | Residential | Plumbing Permit | Other | INSTALL BACKFLOW PREVENTER FOR IRRIGATION SYSTEM | 150 | RYAN HOMES | 7501 BOULDERS VIEW DRIVE | RICHMOND | VA | 23225 | PROVING GROUNDS LLC | 10015 W BROAD ST | GLEN ALLEN | VA | 23060
PLM2020-01377 | 728-758-7730 | 3608 MILBRANCH PL | 2020-06-05 | Issued | Residential | Plumbing Permit | Gas Piping (Natural) | Rough in gas from meter to new gas range (natural) | 1301 | - | - | - | - | - | NUCKOLS PLUMBING & GAS LLC | 2100 TOMLYNN STREET | HENRICO | VA | 23230
PLM2020-01378 | 760-746-4532 | 1716 CHADWICK DR | 2020-06-05 | Issued | Residential | Plumbing Permit | Installation - New | Rough in water & waste for new clothes washer connection. The drain line is to be run to the exterior & tie into the sewer outside at rear of the home | 4556 | - | - | - | - | - | NUCKOLS PLUMBING & GAS LLC | 2100 TOMLYNN STREET | HENRICO | VA | 23230
PLM2020-01379 | 817-727-2630 | 27 N VIRGINIA AVE | 2020-06-09 | Issued | Residential | Plumbing Permit | Installation - New | Plumb new home. | 5000 | SUPERIOR STRUCTURES & PROPERTIES | P.O. BOX 398 | SANDSTON | VA | 23150 | JOHN TESTERMAN PLUMBING INC | PO BOX 127 | SANDSTON | VA | 23150
PLM2020-01380 | 738-778-0872 | 5725 OAK MILL CT | 2020-06-12 | Finaled | Residential | Plumbing Permit | Water Heater - Replace (like for like) | replace gas water heater-like for like-50 gal /40,000 BTU | 400 | - | - | - | - | - | ARK PLUMBING OF VA LLC | 117 S MAIN ST | HOPEWELL | VA | 23860
PLM2020-01381 | 758-764-6537 | 4812 POND MILL WAY | 2020-06-12 | Finaled | Residential | Plumbing Permit | Water Heater - Replace (like for like) | replace gas water heater-like for like-50 gal /40,000 BTU | 400 | - | - | - | - | - | ARK PLUMBING OF VA LLC | 117 S MAIN ST | HOPEWELL | VA | 23860
PLM2020-01382 | 747-774-4715 | 5222 PRESTON SQUARE LOOP | 2020-06-12 | Finaled | Residential | Plumbing Permit | Water Heater - Replace (like for like) | replace gas water heater-like for like-50 gal /40,000 BTU | 400 | - | - | - | - | - | ARK PLUMBING OF VA LLC | 117 S MAIN ST | HOPEWELL | VA | 23860
PLM2020-01383 | 739-749-3628 | 10857 MILLINGTON LN | 2020-06-10 | Issued | Residential | Plumbing Permit | Water Heater - Replace (like for like) | REPLACE GAS WATER HEATER-LIKE FOR LIKE-50GAL/40,000 BTU | 400 | - | - | - | - | - | ARK PLUMBING OF VA LLC | 117 S MAIN ST | HOPEWELL | VA | 23860
PLM2020-01384 | 765-758-8803 | 8710 SPRINGWATER DR | 2020-06-10 | Finaled | Residential | Plumbing Permit | Water Heater - Replace (like for like) | REPLACE GAS WATER HEATER-LIKE FOR LIKE-38 GAL/40,000 BTU | 400 | - | - | - | - | - | ARK PLUMBING OF VA LLC | 117 S MAIN ST | HOPEWELL | VA | 23860
PLM2020-01385 | 826-720-4530 | 1600 SIR THOMAS PL | 2020-06-10 | Finaled | Residential | Plumbing Permit | Water Heater - Replace (like for like) | REPLACE GAS WATER HEATER-LIKE FOR LIKE-50 GAL/65,000 BTU | 400 | - | - | - | - | - | ARK PLUMBING OF VA LLC | 117 S MAIN ST | HOPEWELL | VA | 23860
PLM2020-01386 | 761-754-2518 | 3201 SKIPWITH RD | 2020-06-17 | Inspection | Commercial | Plumbing Permit | Installation - New | install sanitary sewer & potable water systems to within 5' of proposed bld | 15000 | KBS INC | 8050 KIMWAY DR | HENRICO | VA | 23228 | LARS GROUP INC | 5360 DISCOVERY PARK BLVD | WILLIAMSBURG | VA | 23188
PLM2020-01387 | 773-736-6272 | 1601 WILLOW LAWN DR | 2020-06-11 | Finaled | Commercial | Plumbing Permit | Water Heater - Replace (like for like) | replace 100 gal 3000,000,BTU gas water heater-like for like | 19000 | - | - | - | - | - | STEMMLE PLUMBING | PO BOX 35680 | RICHMOND | VA | 23235
PLM2020-01388 | 750-736-4786 | 314 TARRYTOWN DR | 2020-06-10 | Finaled | Residential | Plumbing Permit | Other | rough in gas from meter to new tankless WH (navien npe2-104)-connect to meter & install/connect Navien water heater | 4100 | - | - | - | - | - | CARROLL PLUMBING & HEATING INC | 2108 MAYWILL STREET | RICHMOND | VA | 23230
PLM2020-01389 | 755-768-3560 | 9808 OLDE MILBROOKE WAY | 2020-06-10 | Inspection | Residential | Plumbing Permit | Other | gas piping for pool heater-plumbing & piping for pool house-1/2 bath & kitchen sink | 3200 | STEVE THOMPSON BUILDER LLC | 1309 B BROAD ST | OILVILLE | VA | 23129 | GRAY PLUMBING | 1482 DONGOLA RD | MINERAL | VA | 23117
PLM2020-01390 | 730-762-5155 | 13629 HORSELYDOWN LN | 2020-06-12 | Finaled | Residential | Plumbing Permit | Water Heater - Replace (like for like) | replace 40K BTU gas water heater-like for like | 1500 | - | - | - | - | - | JAMES RIVER AIR COND | 1905 WESTMORELAND ST | RICHMOND | VA | 23230
PLM2020-01391 | 745-741-7727 | 1236 TILBURY LN | 2020-06-10 | Finaled | Residential | Plumbing Permit | Other | install backflow preventer | 800 | - | - | - | - | - | MILLER IRRIGATION INC | 3100 ASPEN AVE | HENRICO | VA | 23228
PLM2020-01392 | 735-744-3886 | 1715 HAVENWOOD DR | 2020-06-09 | Issued | Residential | Plumbing Permit | Water Heater - Replace (like for like) | REPLACE 199,000 BTU TANKLESS WATER HEAER-LIKE FOR LIKE | 3400 | - | - | - | - | - | MICHAEL & SON SERVICES INC | 1407 CUMMINGS DR | RICHMOND | VA | 23220
PLM2020-01393 | 758-759-8951 | 9215 WHITEMONT DR | 2020-06-08 | Issued | Residential | Plumbing Permit | Water Heater - Replace (like for like) | remove-replace NG water heater-like for like | 600 | - | - | - | - | - | PMK PLUMBING INC | 10641 MARCH HARE DR | RICHMOND | VA | 23235
PLM2020-01394 | 804-694-0672 | 7304 ALVIS PL | 2020-06-09 | Finaled | Residential | Plumbing Permit | Other | installing 40' 1/2" trec pipe to 60,000 btu stove | 1500 | - | - | - | - | - | MICHAEL & SON SERVICES INC | 1407 CUMMINGS DR | RICHMOND | VA | 23220
PLM2020-01395 | 810-731-8323 | 3905 ALDERLEAF LN | 2020-06-10 | Finaled | Residential | Plumbing Permit | Other | install backflow preventer for irrigation system | 150 | RYAN HOMES | 7501 BOULDERS VIEW DRIVE | RICHMOND | VA | 23225 | PROVING GROUNDS LLC | 10015 W BROAD ST | GLEN ALLEN | VA | 23060
PLM2020-01396 | 741-781-8271 | 6212 NEW HARVARD LN | 2020-06-10 | Finaled | Residential | Plumbing Permit | Other | run gas line for cooktop | 800 | - | - | - | - | - | WINTER PLUMBING AND HEATING CO | P O BOX 6047 | MIDLOTHIAN | VA | 23112
PLM2020-01397 | 768-778-5972 | 3418 VASKO DR | 2020-06-10 | Issued | Residential | Plumbing Permit | Installation - New | installation of plumbing and gas in new dwelling | 4800 | RYAN HOMES | 7501 BOULDERS VIEW DRIVE | RICHMOND | VA | 23225 | SUPERIOR PLUMBING HEATING & AIR INC | 2809 ACKLEY AVE | RICHMOND | VA | 23228
PLM2020-01398 | 736-768-8458 | 4775 HEPLER RIDGE WAY | 2020-06-10 | Issued | Residential | Plumbing Permit | Installation - New | installation of plumbing and gas in new dwelling | 4800 | RYAN HOMES | 7501 BOULDERS VIEW DRIVE | RICHMOND | VA | 23225 | SUPERIOR PLUMBING HEATING & AIR INC | 2809 ACKLEY AVE | RICHMOND | VA | 23228
PLM2020-01399 | 736-768-5321 | 4747 HEPLER RIDGE WAY | 2020-06-10 | Issued | Residential | Plumbing Permit | Installation - New | installation of plumbing and gas in new dwelling | 4800 | RYAN HOMES | 7501 BOULDERS VIEW DRIVE | RICHMOND | VA | 23225 | SUPERIOR PLUMBING HEATING & AIR INC | 2809 ACKLEY AVE | RICHMOND | VA | 23228
PLM2020-01400 | 825-691-5072 | 7024 RAVENSCRAIG CRES | 2020-06-09 | Issued | Residential | Plumbing Permit | Installation - New | NEW DWELLING | 8000 | EASTWOOD HOMES OF RICHMOND LLC | 10800 MIDLOTHIAN TURNPIKE | RICHMOND | VA | 23235 | COMMONWEALTH PLUMBING SYSTEMS | P.O. BOX 275 | MECHANICSVILLE | VA | 23111
PLM2020-01401 | 823-691-2688 | 6900 SIR GALAHAD RD | 2020-06-09 | Issued | Residential | Plumbing Permit | Installation - New | NEW DWELLING | 8000 | EASTWOOD HOMES OF RICHMOND LLC | 10800 MIDLOTHIAN TURNPIKE | RICHMOND | VA | 23235 | COMMONWEALTH PLUMBING SYSTEMS | P.O. BOX 275 | MECHANICSVILLE | VA | 23111
PLM2020-01403 | 762-740-9594 | 7250 PATTERSON AVE | 2020-06-12 | Inspection | Commercial | Plumbing Permit | Tenant Upfit - Existing | PLUMBING FOR FOOD HALL & KITCHEN | 55000 | URBANCORE CONSTRUCTION LLC | 409 E MAIN ST | RICHMOND | VA | 23219 | C & L PLUMBING INC | 2606 OAK LAKE BLVD | MIDLOTHIAN | VA | 23112
PLM2020-01405 | 742-742-9980 | 1203 TYBURN LN | 2020-06-09 | Canceled | Residential | Plumbing Permit | Building Sewer - Replace | Sewer replacement. | 4850 | - | - | - | - | - | WOODFIN HEATING INC | 1823 N HAMILTON ST | RICHMOND | VA | 23230
PLM2020-01406 | 737-758-6094 | 2912 HUNTWICK CT | 2020-06-09 | Issued | Residential | Plumbing Permit | Gas Piping (Natural) | Install new tankless water heater (natural gas) in garage, run new 1" gas line from meter to garage (approx. 45'). Rough in for washing machine in garage | 5718 | - | - | - | - | - | MR ROOTER OF RICHMOND | 718 GROVE RD | MIDLOTHIAN | VA | 23114
PLM2020-01407 | 773-758-9002 | 2408 SALUA DR | 2020-06-10 | Issued | Residential | Plumbing Permit | Alteration | 2 BATHROOM ADDITION, SHOWER, VANITY, TOILET, WASHER, WH, KITCHEN SINK | 2500 | OWNER-K M REALTY-ARMER MITCHELL III | - | - | - | - | INTERNATIONAL PLUMBING LLC | 12769 OAK LAKE CT | MIDLOTHIAN | VA | 23112
PLM2020-01408 | 755-764-1140 | 4903 MEREDITH WOODS RD | 2020-06-12 | Finaled | Residential | Plumbing Permit | Replacement | water service replace | 3500 | - | - | - | - | - | E&B CONTRACTING LLC | 11186 HOPSON RD | ASHLAND | VA | 23005
PLM2020-01409 | 736-745-2529 | 1500 VILLAGE GROVE RD | 2020-06-12 | Inspection | Residential | Plumbing Permit | Replacement | water service replace | 3200 | - | - | - | - | - | E&B CONTRACTING LLC | 11186 HOPSON RD | ASHLAND | VA | 23005
PLM2020-01410 | 754-737-4721 | 401 ANNESLIE CT | 2020-06-18 | Finaled | Residential | Plumbing Permit | Other | install landscape irrigation system | 4000 | - | - | - | - | - | JAMES RIVER IRRIGATION LLC | 6326 MALLORY DR | RICHMOND | VA | 23226
PLM2020-01411 | 764-763-2699 | 3464 FITCHETTS LN | 2020-06-10 | Issued | Residential | Plumbing Permit | Other | increase gas to 2 psi-install regulators at each appliance-install tankless wtr htr-not running any gas lines | 5826 | - | - | - | - | - | BREMAC INC | 8133 MECHANICSVILLE TPK | MECHANICSVILLE | VA | 23111
PLM2020-01412 | 773-765-5042 | 10436 MOUNTAIN GLEN PKWY | 2020-06-11 | Issued | Residential | Plumbing Permit | Replacement | remove/replace ng range-like for like | 205 | - | - | - | - | - | PMK PLUMBING INC | 10641 MARCH HARE DR | RICHMOND | VA | 23235
PLM2020-01413 | 767-779-9912 | 11587 SWANSON MILL WAY | 2020-06-18 | Issued | Residential | Plumbing Permit | Other | install gas line to outdoor grill-install waste & cold water line to outside sink | 2000 | - | - | - | - | - | MUNDIN PLUMBING INC | 3919 DEEP ROCK RD | RICHMOND | VA | 23233
PLM2020-01414 | 738-766-3813 | 12126 ELNORA LN | 2020-06-10 | Finaled | Residential | Plumbing Permit | Installation - New | INSTALL BACKFLOW DEVICE FOR IRRIGATION SYSTEM | 800 | SM RICHMOND LLC | 5030 SADLER PLACE | GLEN ALLEN | VA | 23060 | COLLIER COMPANIES | 1500 OAKBRIDGE TERRACE | POWHATAN | VA | 23139
PLM2020-01415 | 811-731-2716 | 3817 SEASONS LN | 2020-06-11 | Issued | Residential | Plumbing Permit | Installation - New | new dwelling | 4000 | RYAN HOMES | 7501 BOULDERS VIEW DRIVE | RICHMOND | VA | 23225 | CAPITAL MECHANICAL LLC | 45037 MORAN RD | DULLES | VA | 20166
PLM2020-01416 | 810-731-6033 | 1725 HARVEST GROVE LANE | 2020-06-11 | Issued | Residential | Plumbing Permit | Installation - New | new dwelling | 4000 | RYAN HOMES | 7501 BOULDERS VIEW DRIVE | RICHMOND | VA | 23225 | CAPITAL MECHANICAL LLC | 45037 MORAN RD | DULLES | VA | 20166
PLM2020-01417 | 810-730-8390 | 3744 SEASONS LN | 2020-06-11 | Issued | Residential | Plumbing Permit | Installation - New | new dwelling | 4000 | RYAN HOMES | 7501 BOULDERS VIEW DRIVE | RICHMOND | VA | 23225 | CAPITAL MECHANICAL LLC | 45037 MORAN RD | DULLES | VA | 20166
PLM2020-01418 | 808-702-9767 | 6464 GOLDENROD CT | 2020-06-10 | Issued | Residential | Plumbing Permit | Water Heater - Replace (like for like) | replace aquatherm/3 ton AC & 40K BTU gas wtr htr-like for like | 5572 | - | - | - | - | - | JAMES RIVER AIR COND | 1905 WESTMORELAND ST | RICHMOND | VA | 23230
PLM2020-01419 | 779-763-9575 | 1800 GREENSTONE TER | 2020-06-10 | Issued | Residential | Plumbing Permit | Replacement | replace 50K BTU gas furnace/2 ton AC and 40K BTU gas wtr htr-like for like | 4623 | - | - | - | - | - | JAMES RIVER AIR COND | 1905 WESTMORELAND ST | RICHMOND | VA | 23230
PLM2020-01420 | 742-745-3205 | 1515 MONMOUTH DR | 2020-06-12 | Issued | Residential | Plumbing Permit | Other | 2bath remodel job-adding a potfiller in master for coffee bar-relocate washer & plumb lines | 5000 | 4 JOHNS INVESTMENTS LLC | 13412 ELLERTON CT | MIDLOTHIAN | VA | 23113 | - | - | - | - | -
PLM2020-01421 | 773-745-0783 | 4117 TOWNHOUSE RD | 2020-06-11 | Inspection | Commercial | Plumbing Permit | Other | washer box | 900 | - | - | - | - | - | PLUMBER NEAR ME | 12200 LUCKS LANE | MIDLOTHIAN | VA | 23114
PLM2020-01422 | 734-781-9479 | 12453 DONAHUE RD | 2020-06-22 | Issued | Residential | Plumbing Permit | Installation - New | INSTALL PLUMBING & GAS IN NEW DWELLING | 14572 | BOONE HOMES INC | 129 BROAD STREET RD | MANAKIN SABOT | VA | 23103 | FOSTER PLMBG & HEATING INC | P O BOX 35731 | RICHMOND | VA | 23235
PLM2020-01423 | 745-772-1487 | 5329 AVERY GREEN DR | 2020-06-12 | Issued | Residential | Plumbing Permit | Replacement | REPLACE EXISTING GAS STOVE W/NEW GAS STOVE | 1000 | - | - | - | - | - | - | - | - | - | -
PLM2020-01424 | 806-707-4908 | 1700 ALMOND CREEK NORTH TER | 2020-06-11 | Finaled | Residential | Plumbing Permit | Replacement | REPLACE GAS DRYER LIKE FOR LIKE | 674 | - | - | - | - | - | FELCH PLUMBING | 11030 WHISTLING SWAN PL | CHESTERFIELD | VA | 23838
PLM2020-01425 | 757-733-0692 | 100 GAYMONT RD | 2020-06-11 | Issued | Residential | Plumbing Permit | Installation - New | INSTALLATION OF BACKFLOW PREVENTER FOR IRRIGATOIN | 250 | - | - | - | - | - | LAYMAN IRRIGATION & TRENCHING | 1961 URBINE RD | POWHATAN | VA | 23139
PLM2020-01426 | 752-738-9045 | 508 CEDARBROOKE LN | 2020-06-11 | Issued | Residential | Plumbing Permit | Installation - New | INSTALL 15FT 1" BLK IRON PIPE FROM METER TO NEW GENERATOR | 877 | - | - | - | - | - | BRADLEY MECHANICAL | 7830 COURTHOUSE THREE LN | N CHESTERFIELD | VA | 23237
PLM2020-01427 | 784-748-2229 | 5928 LAUREL BED LN | 2020-06-15 | Inspection | Commercial | Plumbing Permit | Installation - New | INSTALL WATER AND SEWER TO WITHIN 5" OF BUILDING | 100 | - | - | - | - | - | ROBERT M MARTIN ENTERPRISES | 16516 HAPPY HILL RD | S CHESTERFIELD | VA | 23834
PLM2020-01428 | 761-754-2518 | 3201 SKIPWITH RD | 2020-06-17 | Issued | Commercial | Plumbing Permit | Installation - New | INSTALL PLUMBING FOR NEW DETAIL BUILDING | 101000 | - | - | - | - | - | - | - | - | - | -
PLM2020-01429 | 784-748-2229 | 5914 LAUREL BED LN | 2020-06-15 | Inspection | Commercial | Plumbing Permit | Installation - New | INSTALL WATER AND SEWER TO WITHIN 5" OF BUILDING | 1000 | - | - | - | - | - | ROBERT M MARTIN ENTERPRISES | 16516 HAPPY HILL RD | S CHESTERFIELD | VA | 23834
PLM2020-01430 | 748-745-9836 | 9309 WOODCREST RD | 2020-06-11 | Finaled | Residential | Plumbing Permit | Replacement | replacing 30' of 4" PVC sewer line | 3950 | - | - | - | - | - | SERVICE EXPERTS HTG & AC | 1607 RHOADMILLER ST | RICHMOND | VA | 23220
PLM2020-01431 | 738-767-9803 | 4701 MANOR CROSSING PL | 2020-06-16 | Finaled | Residential | Plumbing Permit | Installation - New | install baclflow preventer for irrigation system | 150 | RYAN HOMES | 7501 BOULDERS VIEW DRIVE | RICHMOND | VA | 23225 | PROVING GROUNDS LLC | 10015 W BROAD ST | GLEN ALLEN | VA | 23060
PLM2020-01432 | 766-738-5002 | 905 ORCHARD RD | 2020-06-12 | Issued | Residential | Plumbing Permit | Other | INSTALL GAS PIPING FROM METER TO TANKLESS WTR HTR-2PSI | 5000 | - | - | - | - | - | PLUMBER ON THE WAY | 13826 HAW BRANCH LN | AMELIA | VA | 23002
PLM2020-01433 | 750-750-2036 | 1809 PEMBERTON RIDGE CT | 2020-06-12 | Issued | Residential | Plumbing Permit | Installation - New | install backflow preventer for irrigation system | 150 | RYAN HOMES | 7501 BOULDERS VIEW DRIVE | RICHMOND | VA | 23225 | PROVING GROUNDS LLC | 10015 W BROAD ST | GLEN ALLEN | VA | 23060
PLM2020-01434 | 750-772-5236 | 10862 HOLMAN RIDGE RD | 2020-06-12 | Issued | Residential | Plumbing Permit | Other | RUN GAS LINE TO FRILL AND HOOK UP | 500 | - | - | - | - | - | GLEN ALLEN PLUMBING | 2151 LANIER LANE | ROCKVILLE | VA | 23146
PLM2020-01435 | 831-712-0580 | 402 SEABURY AVE | 2020-06-12 | Finaled | Residential | Plumbing Permit | Replacement | replace main waste line from house cleanout to county cleanout near street-will be pvc & new pvc cleanout to replace cast iron one near street | 3150 | - | - | - | - | - | BANTAMS PLUMBING CO INC | 10010 LICKINGHOLE RD | ASHLAND | VA | 23005
PLM2020-01436 | 782-744-7834 | 5314 SMITH AVE | 2020-06-12 | Finaled | Residential | Plumbing Permit | Water Service - Replace | Replace main water line (from rear property line to crawlspace) | 2000 | - | - | - | - | - | ADVANCED PLUMBING LLC | 5324 DISTRIBUTOR DRIVE | RICHMOND | VA | 23225
PLM2020-01437 | 767-751-2632 | 4613 WISTAR RD | 2020-06-19 | Issued | Commercial | Plumbing Permit | Other | INSTALL BACKFLOW PREVENTER FOR IRRIGATION SYSTEM | 475 | STANLEY MARTIN COMPANIES LLC | 11551 NUCKOLS RD | GLEN ALLEN | VA | 23059 | SCHULTZ IRRIGATION | PO BOX 45 | WAVERLY | VA | 23890
PLM2020-01438 | 756-733-2436 | 101 RALSTON RD | 2020-06-15 | Issued | Residential | Plumbing Permit | Installation - New | INSTALL BACKFLOW | 200 | - | - | - | - | - | ADVANCE LAWN SPRINKLERS LLC | 10974 RICHARDSON RD | ASHLAND | VA | 23005
PLM2020-01440 | 816-713-7206 | 5219 S LABURNUM AVE | 2020-06-19 | Issued | Commercial | Plumbing Permit | Other | INSTALL GAS LINE FOR COOKING EQUIP-RUN WATER AND WASTE TO HAND PREP & 3 COMPARTMENT SINKS | 12848.25 | JORGE GUTIERREZ | - | - | - | - | NUCKOLS PLUMBING & GAS LLC | 2100 TOMLYNN STREET | HENRICO | VA | 23230
PLM2020-01441 | 777-737-7858 | 2256 DABNEY RD | 2020-06-17 | Issued | Commercial | Plumbing Permit | Tenant Upfit - Existing | Installation of 2 toilets-2 wall hung sinks-1 sink | 29800 | GILBANE BUILDING CO INC | 1001 BOULDERS PARKWAY | RICHMOND | VA | 23225 | OLD DOMINION MECHANICAL | 800 W LEIGH ST | RICHMOND | VA | 23220
PLM2020-01442 | 810-731-7169 | 3801 ALDERLEAF LN | 2020-06-23 | Issued | Residential | Plumbing Permit | Installation - New | NEW CONSTRUCTION | 3500 | RYAN HOMES | 7501 BOULDERS VIEW DRIVE | RICHMOND | VA | 23225 | CAPITAL MECHANICAL LLC | 45037 MORAN RD | DULLES | VA | 20166
PLM2020-01443 | 810-730-6398 | 3916 ALDERLEAF LN | 2020-06-23 | Issued | Residential | Plumbing Permit | Installation - New | NEW CONSTRUCTION | 3500 | RYAN HOMES | 7501 BOULDERS VIEW DRIVE | RICHMOND | VA | 23225 | CAPITAL MECHANICAL LLC | 45037 MORAN RD | DULLES | VA | 20166
PLM2020-01444 | 810-731-6207 | 3912 ALDERLEAF LN | 2020-06-23 | Issued | Residential | Plumbing Permit | Installation - New | NEW CONSTRUCTION | 4000 | RYAN HOMES | 7501 BOULDERS VIEW DRIVE | RICHMOND | VA | 23225 | CAPITAL MECHANICAL LLC | 45037 MORAN RD | DULLES | VA | 20166
PLM2020-01445 | 812-714-5280 | 5000 CLAYTON RD | 2020-06-16 | Finaled | Residential | Plumbing Permit | Replacement | replace 40' 3/4" poly water line-like for like | 5400 | - | - | - | - | - | MICHAEL & SON SERVICES INC | 1407 CUMMINGS DR | RICHMOND | VA | 23220
PLM2020-01446 | 768-778-6685 | 3414 VASKO DR | 2020-06-16 | Finaled | Residential | Plumbing Permit | Installation - New | INSTALL BACKFLOW PREVENTER FOR IRRIGATION SYSTEM | 150 | RYAN HOMES | 7501 BOULDERS VIEW DRIVE | RICHMOND | VA | 23225 | PROVING GROUNDS LLC | 10015 W BROAD ST | GLEN ALLEN | VA | 23060
PLM2020-01447 | 767-738-7091 | 6219 MONUMENT AVE | 2020-06-16 | Issued | Residential | Plumbing Permit | Other | run less than 15' of 1" black pipe from meter to new generator | 600 | - | - | - | - | - | BRADLEY MECHANICAL | 7830 COURTHOUSE THREE LN | N CHESTERFIELD | VA | 23237
PLM2020-01448 | 737-750-8749 | 2100 RIDGEFIELD GREEN WAY | 2020-06-16 | Issued | Residential | Plumbing Permit | Other | run less than 15' of 1" black pipe from meter to new generator | 800 | - | - | - | - | - | BRADLEY MECHANICAL | 7830 COURTHOUSE THREE LN | N CHESTERFIELD | VA | 23237
PLM2020-01449 | 768-779-8443 | 3368 VASKO TRL | 2020-06-17 | Issued | Residential | Plumbing Permit | Installation - New | INSTALLATION OF PLUMBING & GAS IN NEW HOME | 4800 | RYAN HOMES | 7501 BOULDERS VIEW DRIVE | RICHMOND | VA | 23225 | SUPERIOR PLUMBING HEATING & AIR INC | 2809 ACKLEY AVE | RICHMOND | VA | 23228
PLM2020-01450 | 738-767-8620 | 12336 MANOR CROSSING CT | 2020-06-17 | Issued | Residential | Plumbing Permit | Installation - New | INSTALLATION OF PLUMBING & GAS IN NEW HOME | 4800 | RYAN HOMES | 7501 BOULDERS VIEW DRIVE | RICHMOND | VA | 23225 | SUPERIOR PLUMBING HEATING & AIR INC | 2809 ACKLEY AVE | RICHMOND | VA | 23228
PLM2020-01451 | 736-768-6805 | 12360 HEPLER RIDGE CT | 2020-06-17 | Issued | Residential | Plumbing Permit | Installation - New | INSTALLATION OF PLUMBING & GAS IN NEW HOME | 4800 | RYAN HOMES | 7501 BOULDERS VIEW DRIVE | RICHMOND | VA | 23225 | SUPERIOR PLUMBING HEATING & AIR INC | 2809 ACKLEY AVE | RICHMOND | VA | 23228
PLM2020-01452 | 758-740-0798 | 8009 PATTERSON AVE | 2020-06-16 | Issued | Residential | Plumbing Permit | Installation - New | rough/complete plbg-run gas pipe to gas fittings water/sewer-new home | 14000 | DESIGNER RENOVATIONS INC | 8320 WALDRON WAY | MECHANICSVILLE | VA | 23111 | PAUL BROWN PLUMBING & HEATING INC | 8318 PEAKS ROAD | HANOVER | VA | 23069
PLM2020-01453 | 764-731-3275 | 5901 RIVER RD | 2020-06-16 | Issued | Residential | Plumbing Permit | Other | PLUMBING FOR REMODELED HOME | 60000 | DUNKUM CONST CO & CRYSTAL WINDOW CO | 1606 WOOD GROVE CIR | HENRICO | VA | 23233 | PLUMBING SYSTEMS INC | 1145 GOOSEWING ROAD | MANAKIN SABOT | VA | 23103
PLM2020-01454 | 742-743-0495 | 10508 WALTHAM DR | 2020-06-18 | Issued | Residential | Plumbing Permit | Gas Piping (Natural) | Install (natural) gas line to stove & future grill | 1835 | - | - | - | - | - | 360 PLUMBING SERVICE LLC | 15001 GATES MILL RD | MIDLOTHIAN | VA | 23112
PLM2020-01455 | 758-734-0504 | 6 WESTHAM PKWY | 2020-06-16 | Finaled | Residential | Plumbing Permit | Building Sewer - Replace | Sewer Replacement | 5650 | - | - | - | - | - | WOODFIN HEATING | 1823 N HAMILTON ST | RICHMOND | VA | 23230
PLM2020-01456 | 746-777-1117 | 5524 HOLMAN DR | 2020-06-17 | Issued | Residential | Plumbing Permit | Water Heater - Replace (like for like) | REPLACE 40K BTU GAS WTR HTR-LIKE FOR LIKE | 1500 | - | - | - | - | - | JAMES RIVER AIR COND | 1905 WESTMORELAND ST | RICHMOND | VA | 23230
PLM2020-01457 | 746-769-5937 | 637 ARBOR PRESS CT | 2020-06-16 | Issued | Residential | Plumbing Permit | Installation - New | ROUGH IN & TRIM OUT PLUMBING SYSTEM WITH GAS | 9000 | LEGAULT HOMES LLC | 5243 HICKORY PARK DR | RICHMOND | VA | 23059 | D L JONES PLUMBING INC | 5616 GREENDALE RD | HENRICO | VA | 23228
PLM2020-01458 | 775-745-9463 | 3033 IRISDALE AVE | 2020-06-16 | Issued | Residential | Plumbing Permit | Installation - New | ROUGH IN & TRIM OUT PLUMBING SYSTEM WITH GAS IN NEW HOME | 6800 | THE KITTRELL COMPANY | 6327 MALLORY DR | RICHMOND | VA | 23226 | D L JONES PLUMBING INC | 5616 GREENDALE RD | HENRICO | VA | 23228
PLM2020-01459 | 788-766-2031.113 | 831 BRASSIE LN Unit: E | 2020-06-22 | Issued | Residential | Plumbing Permit | Replacement | HAVING NEW GAS RANGE INSTALLED AND OLD ONE REMOVED | 800 | - | - | - | - | - | - | - | - | - | -
PLM2020-01460 | 763-768-2749 | 3628 GRACIE LN | 2020-06-16 | Issued | Residential | Plumbing Permit | Installation - New | INSTALL BACKFLOW PREVENTER FOR IRRIGATION SYSTEM | 150 | RYAN HOMES | 7501 BOULDERS VIEW DRIVE | RICHMOND | VA | 23225 | PROVING GROUNDS LLC | 10015 W BROAD ST | GLEN ALLEN | VA | 23060
PLM2020-01461 | 823-725-3845 | 106 N GROVE AVE | 2020-06-16 | Finaled | Residential | Plumbing Permit | Other | remove existing tub-install new fiberglass tub with new waste & overflow & new tub & shower diverter | 600 | - | - | - | - | - | SMITH CO PLUMBING | PO BOX 1110 | MECHANICSVILLE | VA | 23111
PLM2020-01462 | 807-707-2445 | 6113 ALMOND CREEK NORTH LN | 2020-06-16 | Issued | Residential | Plumbing Permit | Replacement | remove/replace ng range-like for like | 205 | - | - | - | - | - | PMK PLUMBING INC | 10641 MARCH HARE DR | RICHMOND | VA | 23235
PLM2020-01463 | 807-725-7052 | 516 BRESSINGHAM DR | 2020-06-16 | Issued | Residential | Plumbing Permit | Replacement | remove/replace ng range-like for like | 205 | - | - | - | - | - | PMK PLUMBING INC | 10641 MARCH HARE DR | RICHMOND | VA | 23235
PLM2020-01464 | 746-769-6807 | 621 ARBOR PRESS CT | 2020-06-16 | Issued | Residential | Plumbing Permit | Installation - New | ROUGH IN & TRIM OUT PLUMBING SYSTEM WITH GAS | 13000 | LEGAULT HOMES LLC | 5243 HICKORY PARK DR | RICHMOND | VA | 23059 | D L JONES PLUMBING INC | 5616 GREENDALE RD | HENRICO | VA | 23228
PLM2020-01465 | 751-749-2470 | 9517 NEWHALL RD | 2020-06-17 | Issued | Residential | Plumbing Permit | Other | install new natural gas boiler-180000 btu | 4800 | - | - | - | - | - | FOSTER PLUMBING & HEATING | 11301 BUSINESS CENTER DR | RICHMOND | VA | 23235
PLM2020-01467 | 773-745-0783 | 4108 TOWNHOUSE RD | 2020-06-22 | Issued | Commercial | Plumbing Permit | Other | RUN GAS LINE FOR RANGE-ROUGH IN/TRIM OUT | 900 | - | - | - | - | - | PLUMBER NEAR ME | 12200 LUCKS LANE | MIDLOTHIAN | VA | 23114
PLM2020-01468 | 773-745-0783 | 4110 TOWNHOUSE RD | 2020-06-22 | Inspection | Commercial | Plumbing Permit | Other | INSTALL WASHER BOX | 900 | - | - | - | - | - | PLUMBER NEAR ME | 12200 LUCKS LANE | MIDLOTHIAN | VA | 23114
PLM2020-01469 | 773-745-0783 | 4114 TOWNHOUSE RD | 2020-06-22 | Issued | Commercial | Plumbing Permit | Other | RUN GAS LINE FOR RANGE-ROUGH IN/TRIM OUT | 900 | - | - | - | - | - | PLUMBER NEAR ME | 12200 LUCKS LANE | MIDLOTHIAN | VA | 23114
PLM2020-01470 | 773-745-0783 | 4116 TOWNHOUSE RD | 2020-06-22 | Issued | Commercial | Plumbing Permit | Other | RUN GAS LINE FOR RANGE-ROUGH IN/TRIM OUT | 900 | - | - | - | - | - | PLUMBER NEAR ME | 12200 LUCKS LANE | MIDLOTHIAN | VA | 23114
PLM2020-01471 | 773-745-0783 | 4116 TOWNHOUSE RD | 2020-06-22 | Issued | Commercial | Plumbing Permit | Other | RUN GAS LINE FOR RANGE-ROUGH IN/TRIM OUT | 900 | - | - | - | - | - | PLUMBER NEAR ME | 12200 LUCKS LANE | MIDLOTHIAN | VA | 23114
PLM2020-01472 | 773-745-0783 | 4129 TOWNHOUSE RD | 2020-06-22 | Issued | Commercial | Plumbing Permit | Other | RUN GAS LINE FOR RANGE-ROUGH IN/TRIM OUT | 900 | - | - | - | - | - | PLUMBER NEAR ME | 12200 LUCKS LANE | MIDLOTHIAN | VA | 23114
PLM2020-01473 | 773-745-0783 | 4103 TOWNHOUSE RD | 2020-06-22 | Issued | Commercial | Plumbing Permit | Other | RUN GAS LINE FOR RANGE-ROUGH IN/TRIM OUT | 900 | - | - | - | - | - | PLUMBER NEAR ME | 12200 LUCKS LANE | MIDLOTHIAN | VA | 23114
PLM2020-01474 | 773-745-0783 | 4103 TOWNHOUSE RD | 2020-06-22 | Issued | Commercial | Plumbing Permit | Other | RUN GAS LINE FOR RANGE-ROUGH IN/TRIM OUT | 900 | - | - | - | - | - | PLUMBER NEAR ME | 12200 LUCKS LANE | MIDLOTHIAN | VA | 23114
PLM2020-01475 | 773-745-0783 | 4114 TOWNHOUSE RD | 2020-06-22 | Issued | Commercial | Plumbing Permit | Other | RUN GAS LINE FOR RANGE-ROUGH IN/TRIM OUT | 900 | - | - | - | - | - | PLUMBER NEAR ME | 12200 LUCKS LANE | MIDLOTHIAN | VA | 23114
PLM2020-01476 | 773-745-0783 | 4131 TOWNHOUSE RD | 2020-06-22 | Issued | Commercial | Plumbing Permit | Other | Install washer box | 900 | - | - | - | - | - | PLUMBER NEAR ME | 12200 LUCKS LANE | MIDLOTHIAN | VA | 23114
PLM2020-01477 | 773-745-0783 | 4108 TOWNHOUSE RD | 2020-06-22 | Canceled | Commercial | Plumbing Permit | Other | RUN GAS LINE FOR RANGE-ROUGH IN/TRIM OUT | 900 | - | - | - | - | - | PLUMBER NEAR ME | 12200 LUCKS LANE | MIDLOTHIAN | VA | 23114
PLM2020-01478 | 755-737-6993 | 524 TUCKAHOE CLUB CT | 2020-06-17 | Issued | Residential | Plumbing Permit | Gas Piping (Natural) | Rough in gas (natural) from the meter to new gas generator. The meter & pressure is to be upgraded to 2 psi | 2961 | - | - | - | - | - | NUCKOLS PLUMBING & GAS LLC | 2100 TOMLYNN STREET | HENRICO | VA | 23230
PLM2020-01479 | 770-748-2488.000 | 7050 COACHMAN LN | 2020-06-19 | Issued | Commercial | Plumbing Permit | Tenant Upfit - Existing | ADJUST KITCHEN PLUMBING-REPLACE FIXTURES | 1000 | ALEX & SON CONTRACTOR LLC | 2015 W BROAD ST | RICHMOND | VA | 23220 | EMERGENCY ELECTRIC SERVICE & CONTRA | 9207 BROAD MEADOWS RD | GLEN ALLEN | VA | 23060
PLM2020-01480 | 750-765-9452 | 4551 COX RD | 2020-06-23 | Issued | Commercial | Plumbing Permit | Tenant Upfit - Existing | ADD A SINK WITH DISHWASHER | 6900 | HIGHWOODS PROPERTIES | - | - | - | - | RUSH PLUMBING CO | P O BOX 4195 | CHESTER | VA | 23831
PLM2020-01481 | 748-761-1572 | 4225 INNSLAKE DR | 2020-06-19 | Issued | Commercial | Plumbing Permit | Water Service - New | Install water service from meter to inside of building | 1500 | - | - | - | - | - | - | - | - | - | -
PLM2020-01482 | 732-764-7831 | 3400 HAYDENPARK LN | 2020-06-19 | Inspection | Commercial | Plumbing Permit | Alteration | Install plumbing | 75000 | EAGLE COMMERCIAL CONSTRUCTION | 2250 OLD BRICK RD | GLEN ALLEN | VA | 23060 | COLONIAL PLUMBING AND HEATING CO | 114 CHARLOTTE AVE | COLONIAL HGTS | VA | 23834
PLM2020-01483 | 746-740-1719 | 9424 PAIGEFIELD CT | 2020-06-18 | Finaled | Residential | Plumbing Permit | Replacement | replace 100' of 1" water line | 3787 | - | - | - | - | - | STEMMLE PLUMBING | PO BOX 35680 | RICHMOND | VA | 23235
PLM2020-01484 | 750-750-2028 | 1805 PEMBERTON RIDGE CT | 2020-06-18 | Finaled | Residential | Plumbing Permit | Installation - New | install backflow preventer for irrigation system | 150 | RYAN HOMES | 7501 BOULDERS VIEW DRIVE | RICHMOND | VA | 23225 | PROVING GROUNDS LLC | 10015 W BROAD ST | GLEN ALLEN | VA | 23060
PLM2020-01485 | 801-704-1145 | 6402 WHITFIELD AVE | 2020-06-18 | Issued | Residential | Plumbing Permit | Replacement | remove/replace ng cooktop-like for like | 205 | - | - | - | - | - | PMK PLUMBING INC | 10641 MARCH HARE DR | RICHMOND | VA | 23235
PLM2020-01486 | 735-781-1089 | 12463 DONAHUE RD | 2020-06-25 | Issued | Residential | Plumbing Permit | Installation - New | install plumbing & gas system in new dwelling | 12477 | BOONE HOMES INC | 129 BROAD STREET RD | MANAKIN SABOT | VA | 23103 | FOSTER PLMBG & HEATING INC | P O BOX 35731 | RICHMOND | VA | 23235
PLM2020-01487 | 824-724-6376 | 133 N KALMIA AVE | 2020-06-22 | Issued | Residential | Plumbing Permit | Other | run all new plumbing throughout for 2 bathrooms-kitchen-laundry area-& install new water tank | 2300 | LB PROPERTIES 2 LLC-MARTIN JACKSON | 7400 BEAUFORT SPRINGS DR. | RICHMOND | VA | 23225 | - | - | - | - | -
PLM2020-01488 | 730-767-7336 | 1141 BROAD HILL TRCE | 2020-06-22 | Issued | Residential | Plumbing Permit | Installation - New | installation of plumbing & gas in new construction home | 6000 | STYLE CRAFT HOMES INC | 6225 LAKESIDE AVE | HENRICO | VA | 23228 | SUPERIOR PLUMBING HEATING & AIR INC | 2809 ACKLEY AVE | RICHMOND | VA | 23228
PLM2020-01489 | 730-767-7336 | 1139 BROAD HILL TRCE | 2020-06-22 | Issued | Residential | Plumbing Permit | Installation - New | installation of plumbing & gas in new construction home | 6000 | STYLE CRAFT HOMES INC | 6225 LAKESIDE AVE | HENRICO | VA | 23228 | SUPERIOR PLUMBING HEATING & AIR INC | 2809 ACKLEY AVE | RICHMOND | VA | 23228
PLM2020-01490 | 730-767-7336 | 1137 BROAD HILL TRCE | 2020-06-22 | Issued | Residential | Plumbing Permit | Installation - New | installation of plumbing & gas in new construction home | 6000 | STYLE CRAFT HOMES INC | 6225 LAKESIDE AVE | HENRICO | VA | 23228 | SUPERIOR PLUMBING HEATING & AIR INC | 2809 ACKLEY AVE | RICHMOND | VA | 23228
PLM2020-01491 | 730-767-7336 | 1135 BROAD HILL TRCE | 2020-06-22 | Issued | Residential | Plumbing Permit | Installation - New | installation of plumbing & gas in new construction home | 6000 | STYLECRAFT HOMES INC | 6225 LAKESIDE AVE | RICHMOND | VA | 23228 | SUPERIOR PLUMBING HEATING & AIR INC | 2809 ACKLEY AVE | RICHMOND | VA | 23228
PLM2020-01492 | 730-767-7336 | 1133 BROAD HILL TRCE | 2020-06-22 | Issued | Residential | Plumbing Permit | Installation - New | installation of plumbing & gas in new construction home | 6000 | STYLE CRAFT HOMES INC | 6225 LAKESIDE AVE | HENRICO | VA | 23228 | SUPERIOR PLUMBING HEATING & AIR INC | 2809 ACKLEY AVE | RICHMOND | VA | 23228
PLM2020-01493 | 730-767-7336 | 1131 BROAD HILL TRCE | 2020-06-22 | Issued | Residential | Plumbing Permit | Installation - New | installation of plumbing & gas in new construction home**AMEND-6.19.2020-add gas generator** | 6000 | STYLE CRAFT HOMES INC | 6225 LAKESIDE AVE | HENRICO | VA | 23228 | SUPERIOR PLUMBING HEATING & AIR INC | 2809 ACKLEY AVE | RICHMOND | VA | 23228
PLM2020-01494 | 837-718-1427 | 317 SILVER RIDGE CT | 2020-06-18 | Issued | Residential | Plumbing Permit | Installation - New | plumbing for new home | 5000 | LIBERTY HOMES VA INC-2705170573 A | 8249 CROWN COLONY PKWY | MECHANICSVILLE | VA | 23116 | A1 MASTER PLUMBING LLC | 1455 DISPATCH RD | QUINTON | VA | 23141
PLM2020-01495 | 853-688-5701 | 7905 GLENDALE WOODS XING | 2020-06-18 | Issued | Residential | Plumbing Permit | Installation - New | plumbing for new home | 5000 | LIBERTY HOMES INC | 8249 CROWN COLONY PKWY | MECHANICSVILLE | VA | 23116 | A1 MASTER PLUMBING LLC | 1455 DISPATCH RD | QUINTON | VA | 23141
PLM2020-01496 | 842-699-0404 | 6724 CLUCK LN | 2020-06-18 | Issued | Residential | Plumbing Permit | Installation - New | plumbing for new home | 5000 | LIBERTY HOMES VA INC-2705170573 A | 8249 CROWN COLONY PKWY | MECHANICSVILLE | VA | 23116 | A1 MASTER PLUMBING LLC | 1455 DISPATCH RD | QUINTON | VA | 23141
PLM2020-01497 | 746-769-6422 | 629 ARBOR PRESS CT | 2020-06-18 | Issued | Residential | Plumbing Permit | Installation - New | BACKFLOW PREVENTER FOR IRRIGATION SYSTEM | 250 | LEGAULT HOMES LLC | 5243 HICKORY PARK DR | RICHMOND | VA | 23059 | LAYMAN IRRIGATION & TRENCHING | 1961 URBINE RD | POWHATAN | VA | 23139
PLM2020-01498 | 768-751-9003 | 4500 SPRENKLE LN | 2020-06-19 | Issued | Commercial | Plumbing Permit | Tenant Upfit - Existing | apt reno-replace tub & diverter-relocate washer box, wtr htr, lavs & toilet | 1200 | WEINSTEIN PROPERTIES | 3951-A STILLMAN PARKWAY | GLEN ALLEN | VA | 23060 | PLUMBRIGHT PLUMBING INC | 1642 OAK LAKE BLVD E | MIDLOTHIAN | VA | 23112
PLM2020-01499 | 764-742-8650 | 7004 TULANE AVE | 2020-06-18 | Issued | Residential | Plumbing Permit | Other | add 2nd floor full bathroom | 2400 | - | - | - | - | - | SWEENEY | - | - | - | -
PLM2020-01500 | 757-747-0055 | 1909 APPLE RIDGE CT | 2020-06-19 | Issued | Residential | Plumbing Permit | Gas Piping (Natural) | Install new 1" gas line for new gas dryer and range. | 1500 | - | - | - | - | - | FITZPATRICK | 1909 APPLE RIDGE CT. | HENRICO | VA | 23229
PLM2020-01501 | 749-772-3537 | 10704 BALVIS HOLLOW CT | 2020-06-18 | Issued | Residential | Plumbing Permit | Installation - New | Install plumbing-sewer-water-inside gas piping in new dwelling | 5400 | LIFESTYLE HOME BUILDERS | 4561 LIFESTYLE LANE | MIDLOTHIAN | VA | 23112 | PLUMBRIGHT PLUMBING INC | 1642 OAK LAKE BLVD E | MIDLOTHIAN | VA | 23112
PLM2020-01502 | 750-750-2052 | 1817 PEMBERTON RIDGE CT | 2020-06-18 | Issued | Residential | Plumbing Permit | Installation - New | NEW DWELLING | 3000 | RYAN HOMES | 7501 BOULDERS VIEW DRIVE | RICHMOND | VA | 23225 | COMMONWEALTH PLUMBING SYSTEMS | P.O. BOX 275 | MECHANICSVILLE | VA | 23111
PLM2020-01503 | 736-751-2172 | 1907 THORNBURY CT | 2020-06-18 | Issued | Residential | Plumbing Permit | Replacement | replace existing 40 gal gas water heater with same-upgrading gas furnace to single stage 95% efficient furnace | 10200 | - | - | - | - | - | FOSTER PLUMBING & HEATING | 11301 BUSINESS CENTER DR | RICHMOND | VA | 23235
PLM2020-01504 | 731-759-9772 | 3812 PARCHMENT CIR | 2020-06-22 | Issued | Residential | Plumbing Permit | Water Heater - Replace (like for like) | REPLACE 40K BTU GAS WATER HEATER-LIKE FOR LIKE | 1000 | - | - | - | - | - | JAMES RIVER AIR COND | 1905 WESTMORELAND ST | RICHMOND | VA | 23230
PLM2020-01505 | 811-730-0199 | 3804 SEASONS LN | 2020-06-19 | Issued | Residential | Plumbing Permit | Installation - New | INSTALL BACKFLOW PREVENTER FOR IRRIGATION SYSTEM | 150 | RYAN HOMES | 7501 BOULDERS VIEW DRIVE | RICHMOND | VA | 23225 | PROVING GROUNDS LLC | 10015 W BROAD ST | GLEN ALLEN | VA | 23060
PLM2020-01506 | 744-739-0558 | 9627 GASLIGHT PL | 2020-06-19 | Finaled | Residential | Plumbing Permit | Water Heater - Replace (like for like) | REPLACE 50,000 BTU WATER HTR-LIKE FOR LIKE | 3200 | - | - | - | - | - | MICHAEL & SON SERVICES INC | 1407 CUMMINGS DR | RICHMOND | VA | 23220
PLM2020-01508 | 734-776-6833 | 12312 KEATS GROVE PL | 2020-06-19 | Issued | Residential | Plumbing Permit | Water Heater - Replace (like for like) | REPLACE 199,000 BTU TANKLESS WATER HTR-LIKE FOR LIKE | 4600 | - | - | - | - | - | MICHAEL & SON SERVICES INC | 1407 CUMMINGS DR | RICHMOND | VA | 23220
PLM2020-01509 | 740-746-2602 | 1622 HARBOROUGH RD | 2020-06-19 | Issued | Residential | Plumbing Permit | Other | INATRALLING 58,000 BTU GENERATOR-30' 3/4" COPPER 30' 3/4 " TRAC PUIPE | 5800 | - | - | - | - | - | MICHAEL & SON SERVICES INC | 1407 CUMMINGS DR | RICHMOND | VA | 23220
PLM2020-01510 | 734-775-5391 | 12305 KEATS GROVE PL | 2020-06-19 | Finaled | Residential | Plumbing Permit | Water Heater - Replace (like for like) | REPLACING 199,000 BTU TANKLESS WATER HEATR-LIKE FOR LIKE | 5500 | - | - | - | - | - | MICHAEL & SON SERVICES INC | 1407 CUMMINGS DR | RICHMOND | VA | 23220
PLM2020-01511 | 808-721-7474 | 101 MASONIC LN | 2020-06-19 | Issued | Residential | Plumbing Permit | Alteration | run supply and drain pipes for 2 full baths laundry and kitchen sink | 3500 | - | - | - | - | - | HADZHIEV | - | - | - | -
PLM2020-01512 | 812-719-7783 | 4105 S LABURNUM AVE | 2020-06-23 | Issued | Commercial | Plumbing Permit | Other | INSTALL 2 ROOF DRAINS-REPAIR BURNT VENTS & DRAINS | 750 | INDEPENDENCE CONST CO OF VA | 301 CLEVELAND PL | VA BEACH | VA | 23462 | TALLEY BROTHERS P & H, INC | 8179 STAPLES MILL RD | RICHMOND | VA | 23228
PLM2020-01513 | 813-698-9691 | 2700 DISTRIBUTION DR | 2020-06-23 | Issued | Commercial | Plumbing Permit | Other | EXTEND GAS AND WATER FOR FUTURE TENANT | 19000 | - | - | - | - | - | SOUTHERN AIR INC | 8428 OLD RICHFOOD RD | MECHANICSVILLE | VA | 23116
PLM2020-01515 | 769-746-9289 | 6702 INGLEWOOD ST | 2020-06-22 | Issued | Residential | Plumbing Permit | Water Heater - Replace (like for like) | REPLACE 35K BTU GAS WTR HTR-LIKE FOR LIKE | 1000 | - | - | - | - | - | JAMES RIVER AIR COND | 1905 WESTMORELAND ST | RICHMOND | VA | 23230
PLM2020-01516 | 737-766-5106 | 4543 PAXTON GLEN CT | 2020-06-22 | Issued | Residential | Plumbing Permit | Installation - New | rough in & trim out plumbing system with gas | 8000 | THE KITTRELL COMPANY | 6327 MALLORY DR | RICHMOND | VA | 23226 | D L JONES PLUMBING INC | 5616 GREENDALE RD | HENRICO | VA | 23228
PLM2020-01517 | 780-772-8596 | 5016 DARRE HALL CT | 2020-06-23 | Issued | Residential | Plumbing Permit | Installation - New | NEW CONSTRUCTION | 5500 | SCHELL BROTHERS | 1919 HUGUENOT RD | NORTH CHESTERFIELD | VA | 23835 | IMPERIAL PLUMBING INC | PO BOX 476 | MIDLOTHIAN | VA | 23113
PLM2020-01518 | 759-739-7236 | 7715 ROCK CREEK RD | 2020-06-24 | Issued | Residential | Plumbing Permit | Other | run water line to garage-install tankless heater | 3500 | - | - | - | - | - | RUTHERFORD PLUMBING | P O BOX 804 | MECHANICSVILLE | VA | 23111
PLM2020-01519 | 742-768-4024 | 11804 OLD SCHOOL RD | 2020-06-22 | Issued | Residential | Plumbing Permit | Other | rough in new washer box-counter sink-ice maker box-hose bib | 2900 | - | - | - | - | - | LEOS PLUMBING AND REPAIR | 2212 JUDES FERRY RD | POWHATAN | - | 23129
PLM2020-01520 | 792-745-2086 | 317 WILMER AVE | 2020-06-22 | Issued | Residential | Plumbing Permit | Replacement | REPLACE 50 GALLON NG WATER HEATER | 1260 | - | - | - | - | - | PLUMBER ON THE WAY | 13826 HAW BRANCH LN | AMELIA | VA | 23002
PLM2020-01521 | 761-738-6937 | 516 RIDGE TOP RD | 2020-06-22 | Issued | Residential | Plumbing Permit | Other | install gas piping from meter to stove (65,000 btu-low pressure) | 950 | - | - | - | - | - | PLUMBER ON THE WAY | 13826 HAW BRANCH LN | AMELIA | VA | 23002
PLM2020-01522 | 805-707-8466 | 6013 ALMOND CREEK LN | 2020-06-24 | Issued | Residential | Plumbing Permit | Water Heater - Replace (like for like) | replace 60k btu gas wtr htr-like for like | 2500 | - | - | - | - | - | JAMES RIVER AIR COND | 1905 WESTMORELAND ST | RICHMOND | VA | 23230
PLM2020-01523 | 737-745-7897 | 1606 CLOISTER DR | 2020-06-23 | Issued | Residential | Plumbing Permit | Other | ADDING GAS LINE FOR NATURAL GAS RANGE | 550 | - | - | - | - | - | LEGACY PLUMBING INC | PO BOX 10 | MOSELEY | VA | 23120
PLM2020-01524 | 756-769-9247 | 8905 LISSIE CT | 2020-06-23 | Finaled | Residential | Plumbing Permit | Other | Install 75' of1" black poly from water meter to crawlspace using boring equipment | 4650 | - | - | - | - | - | GUNDLACH | 2707 ELLIS LANE | RICHMOND | VA | 23294
PLM2020-01525 | 729-755-0687 | 2403 WILDE LAKE PL | 2020-06-22 | Issued | Residential | Plumbing Permit | Replacement | furnish and install one Navien 240a tankless water heater in lieu of 80 gallon electric. gas meter is to be upgraded. | 3962 | - | - | - | - | - | NUCKOLS PLUMBING & GAS LLC | 2100 TOMLYNN STREET | HENRICO | VA | 23230
PLM2020-01526 | 783-742-4699 | 1600 WESTBROOK AVE | 2020-06-24 | Issued | Commercial | Plumbing Permit | Other | install new fixtures in kitchen & bathroom-replace galvanized drain lines & hot/cold water lines-fixtures will remain in same location | 9995 | OWNER | - | - | - | - | HUDSON PLUMBING & HEATING | 1102 NORMANDY DRIVE | HENRICO | VA | 23229
PLM2020-01527 | 763-758-7646 | 4920 TANFIELD DR | 2020-06-24 | Issued | - | Plumbing Permit | Other | INSTALL GAS PUIPING TO NEW METER LOCATION | 950 | - | - | - | - | - | PLUMBER ON THE WAY | 13826 HAW BRANCH LN | AMELIA | VA | 23002
PLM2020-01529 | 742-746-6127 | 1723 WINDINGRIDGE DR | 2020-06-23 | Issued | Residential | Plumbing Permit | Replacement | REPLACE BAD WATER SERVICE PIPING | 3300 | - | - | - | - | - | AGAPE PLUMBING | 13540 E BOUNDARY RD BLD 1 #105 | MIDLOTHIAN | VA | 23112
PLM2020-01531 | 769-763-3092 | 10229 HERITAGE LN | 2020-06-24 | Finaled | Residential | Plumbing Permit | Water Service - Replace | replace main water line | 2000 | - | - | - | - | - | ADVANCED PLUMBING LLC | 5324 DISTRIBUTOR DRIVE | RICHMOND | VA | 23225
PLM2020-01532 | 818-707-0077 | 2841 CHARLES CITY RD | 2020-06-26 | Issued | Commercial | Plumbing Permit | Tenant Upfit - Existing | replace 6 wall hung toilets-2 urinals- 4 lavatories-1 elec water fountain-1 stainless steel sink | 15000 | HITT CONTRACTING INC | 2900 FAIRVIEW PARK DR | FALLS CHURCH | VA | 22204 | OLD DOMINION MECHANICAL | 800 W LEIGH ST | RICHMOND | VA | 23220
PLM2020-01536 | 794-752-8828 | 7900 SHADOWBERRY CT | 2020-06-24 | Issued | Residential | Plumbing Permit | Water Heater - Replace (like for like) | replace 50 gallon 40,000 btu gas wtr htr-like for like | 3000 | - | - | - | - | - | JAMES RIVER AIR COND | 1905 WESTMORELAND ST | RICHMOND | VA | 23230
PLM2020-01537 | 745-772-8856 | 11408 AVERY GREEN CT | 2020-06-24 | Issued | Residential | Plumbing Permit | Water Heater - Replace (like for like) | replace 40k btu gas water htr-like for like | 1500 | - | - | - | - | - | JAMES RIVER AIR COND | 1905 WESTMORELAND ST | RICHMOND | VA | 23230
PLM2020-01538 | 810-731-5967 | 3800 ALDERLEAF LN | 2020-06-25 | Issued | Residential | Plumbing Permit | Installation - New | INSTALL BACKFLOW PREVENTER FOR IRRIGATION SYSTEM | 150 | RYAN HOMES | 7501 BOULDERS VIEW DRIVE | RICHMOND | VA | 23225 | PROVING GROUNDS LLC | 10015 W BROAD ST | GLEN ALLEN | VA | 23060
PLM2020-01539 | 740-767-8909 | 5124 AMBERWOOD DR | 2020-06-25 | Issued | Residential | Plumbing Permit | Replacement | REMOVE/REPLACE NG RANGE-LIKE FOR LIKE | 205 | - | - | - | - | - | PMK PLUMBING INC | 10641 MARCH HARE DR | RICHMOND | VA | 23235
PLM2020-01540 | 756-742-4583 | 1309 CAMDEN DR | 2020-06-24 | Issued | Residential | Plumbing Permit | Other | install gas line for new gas range | 500 | - | - | - | - | - | - | - | - | - | -
PLM2020-01542 | 776-745-2103 | 3104 DUMBARTON RD | 2020-06-25 | Issued | Residential | Plumbing Permit | Repair | SEWER LATERAL REPAIR/REPLACE | 2500 | - | - | - | - | - | - | - | - | - | -
PLM2020-01543 | 746-769-7884 | 916 ALDEN PARKE DR | 2020-06-25 | Issued | Residential | Plumbing Permit | Installation - New | RUGH IN & TRIM OUT PLUMBING SYSTEM WITH GAS | 8000 | LEGAULT HOMES LLC | 5243 HICKORY PARK DR | RICHMOND | VA | 23059 | D L JONES PLUMBING INC | 5616 GREENDALE RD | HENRICO | VA | 23228
PLM2020-01545 | 740-758-1291 | 11601 APRILBUD DR | 2020-06-24 | Issued | Residential | Plumbing Permit | Other | RUN GAS LINE OFF EXISTING 3/4 LINE TO NEW STOVE LOCATION | 1000 | - | - | - | - | - | FOSTER PLUMBING & HEATING | 11301 BUSINESS CENTER DR | RICHMOND | VA | 23235
PLM2020-01546 | 771-745-5567 | 5638 HARD ROCK PL | 2020-06-25 | Issued | Residential | Plumbing Permit | Replacement | Replace gas water heater like for like 38K btu | 1369 | - | - | - | - | - | AMERICAN RESIDENTIAL SERVICES | 12916 OLD STAGE RD | CHESTER | VA | 23836
PLM2020-01547 | 766-765-6804 | 10307 LEANDER DR | 2020-06-25 | Issued | Residential | Plumbing Permit | Replacement | REPLACE LEAKING WATER SERVICE | 4400 | - | - | - | - | - | CARROLL PLUMBING & HEATING INC | 2108 MAYWILL STREET | RICHMOND | VA | 23230
PLM2020-01549 | 744-739-7933 | 9601 GASLIGHT PL | 2020-06-25 | Issued | Residential | Plumbing Permit | Alteration | Remodel existing master bath | 5995 | DESIGNLINE HOME TRANSFORMATIONS | 3615 MAYLAND CT | HENRICO | VA | 23233 | CHARLES H FRANCIS & SONS | 122 THOMPSON ST | ASHLAND | VA | 23005
PLM2020-01550 | 736-775-2424 | 12341 COUNTRY CREEK WAY | 2020-06-25 | Issued | Residential | Plumbing Permit | Other | Run gas line to pool heater (250,000) | 1250 | - | - | - | - | - | ABSOLUTE PLUMBING & MECHANICAL | PO BOX 5825 | MIDLOTHIAN | VA | 23112
PLM2020-01551 | 828-720-5731 | 159 HANOVER RD | 2020-06-30 | Issued | Residential | Plumbing Permit | Replacement | Replace gas range. | 851.98 | - | - | - | - | - | FOSTER | 159 HANOVER RD. | SANDSTON | VA | 23150
PLM2020-01555 | 860-696-4167 | 4919 DI'S WAY | 2020-06-26 | Canceled | Residential | Plumbing Permit | Installation - New | INSTALL BACKFLOW PREVENTER FOR IRRIGATION SYSTEM | 150 | KINGSLAND CONST CO | 5201 WILDLIFE RIDGE TRL | QUINTON | VA | 23141 | PROVING GROUNDS LLC | 10015 W BROAD ST | GLEN ALLEN | VA | 23060
PLM2020-01556 | 762-741-6918 | 1108 HORSEPEN RD | 2020-06-30 | Finaled | Residential | Plumbing Permit | Other | install residential irrigation | 4580 | - | - | - | - | - | JAMES RIVER IRRIGATION LLC | 6326 MALLORY DR | RICHMOND | VA | 23226
PLM2020-01557 | 756-742-6115 | 1209 ELMHURST DR | 2020-06-30 | Finaled | Residential | Plumbing Permit | Replacement | replace 40 gallon gas water heater in the attic | 1400 | - | - | - | - | - | FOSTER PLUMBING & HEATING | 11301 BUSINESS CENTER DR | RICHMOND | VA | 23235
PLM2020-01560 | 822-720-7867 | 408 SHERILYN DR | 2020-06-26 | Issued | Residential | Plumbing Permit | Building Sewer - Replace | Replace main sewer line | 4000 | - | - | - | - | - | ADVANCED PLUMBING LLC | 5324 DISTRIBUTOR DRIVE | RICHMOND | VA | 23225
PLM2020-01561 | 739-738-0581 | 10006 RIVER RD | 2020-06-29 | Issued | Residential | Plumbing Permit | Gas Piping (Natural) | Rough in gas from the gas meter to the new fire pit. Material to used is Con-Stas for gas piping | 1592 | - | - | - | - | - | NUCKOLS PLUMBING & GAS LLC | 2100 TOMLYNN STREET | HENRICO | VA | 23230
PLM2020-01562 | 811-721-3363 | 4717 GREENLEIGH RD | 2020-06-29 | Finaled | Residential | Plumbing Permit | Building Sewer - Replace | Excavate & remove existing failed sewer piping. Install 4" PVC w/ necessary clean outs, make connections @ house, tap, backfill, tamp & rake | 7087 | - | - | - | - | - | MR ROOTER OF RICHMOND | 718 GROVE RD | MIDLOTHIAN | VA | 23114
PLM2020-01563 | 746-734-4814 | 8914 BRIERYLE RD | 2020-06-30 | Issued | Residential | Plumbing Permit | Gas Piping (Natural) | Running a gas line to a new generator, approx. 20'. | 798 | - | - | - | - | - | HAWTHORNES LLC | 701 TOWERING RD | GLEN ALLEN | VA | 23059
PLM2020-01564 | 777-766-3680 | 10703 MOUNTAIN ASH DR | 2020-06-30 | Issued | Residential | Plumbing Permit | Replacement | Replace gas stove with oven | 1000 | - | - | - | - | - | - | - | - | - | -
PLM2020-01571 | 750-750-2044 | 1813 PEMBERTON RIDGE CT | 2020-06-30 | Issued | Residential | Plumbing Permit | Installation - New | install backflow preventer for irrigation system | 150 | RYAN HOMES | 7501 BOULDERS VIEW DRIVE | RICHMOND | VA | 23225 | PROVING GROUNDS LLC | 10015 W BROAD ST | GLEN ALLEN | VA | 23060
PLM2020-01583 | 795-756-1002 | 201 PILGRIM LN | 2020-06-30 | Issued | Residential | Plumbing Permit | Installation - New | INSTALL BACKFLOW DEVICE FOR IRRIGATION | 200 | - | - | - | - | - | ADVANCE LAWN SPRINKLERS LLC | 10974 RICHARDSON RD | ASHLAND | VA | 23005
SIG2020-00072 | 807-721-9026 | 500 MASONIC LN | 2020-06-24 | Issued | - | Sign Permit | - | Sign | 44500 | EVANS CONSTRUCTION | 1700 OLD WILLIAMSBURG RD | SANDSTON | VA | 23150 | - | - | - | - | -
SIG2020-00073 | 738-762-7348 | 11720 W BROAD ST | 2020-06-08 | Issued | - | Sign Permit | - | Install: E01A/E01B NON-ILLUM 6.3SF E02 CHNL LETTER 36.9SF, E04, E05 ILLUM CHNL LETTERS 25.6SF, E06 ILLUM ATM SURROUND 33SF, E7 CHNL LETTERS 25.6SF,E08 NON ILLUMINATED 2.3SF | 5000 | ALLIANCE SIGNS OF VIRGINIA LLC | 12603 GREEN GARDEN TERRACE | CHESTER | VA | 23836 | - | - | - | - | -
SIG2020-00078 | 801-703-2081 | 1106 NEW MARKET RD | 2020-06-12 | Issued | - | Sign Permit | - | Sign | 2700 | IMAGE 360 | 11605 BUSY STREET | N CHESTERFIELD | VA | 23236 | - | - | - | - | -
SIG2020-00079 | 769-755-9509 | 8702 STAPLES MILL RD | 2020-06-12 | Issued | - | Sign Permit | - | Sign | 7860 | TALLEY SIGN CO | 1908 CHAMBERLAYNE AVE | RICHMOND | VA | 23222 | - | - | - | - | -
SIG2020-00080 | 763-767-5880 | 10650 GRACIE CT | 2020-06-18 | Issued | - | Sign Permit | - | Sign | 6272 | GITS MASONRY INC | PO BOX 909 | MIDLOTHIAN | VA | 23113 | - | - | - | - | -
SIG2020-00081 | 750-763-1842 | 4309 COX RD | 2020-06-09 | Issued | - | Sign Permit | - | Sign | 11000 | CAROUSEL SIGNS & DESIGNS INC | 6501 DICKENS PLACE | RICHMOND | VA | 23230 | - | - | - | - | -
SIG2020-00082 | 772-738-9680 | 5310 W BROAD ST | 2020-06-08 | Issued | - | Sign Permit | - | Sign | 32147 | SUPERIOR SIGNS LLC | 2510 WILLIS RD | N CHESTERFIELD | VA | 23237 | - | - | - | - | -
SIG2020-00082 | 772-738-9680 | 5310 W BROAD ST | 2020-06-08 | Issued | - | Sign Permit | - | Sign | 32147 | SUPERIOR SIGNS LLC | 2510 WILLIS RD | N CHESTERFIELD | VA | 23237 | - | - | - | - | -
SIG2020-00083 | 774-737-2201 | 4905 W BROAD ST | 2020-06-12 | Finaled | - | Sign Permit | - | Sign | 8008.67 | TALLEY SIGN CO | 1908 CHAMBERLAYNE AVE | RICHMOND | VA | 23222 | - | - | - | - | -
SIG2020-00084 | 757-756-4724 | 9125 W BROAD ST | 2020-06-12 | Issued | - | Sign Permit | - | Sign | 1280 | TALLEY SIGN CO | 1908 CHAMBERLAYNE AVE | RICHMOND | VA | 23222 | - | - | - | - | -
SIG2020-00085 | 763-753-9260 | 8037 SHRADER RD | 2020-06-12 | Issued | - | Sign Permit | - | Sign | 1815 | TALLEY SIGN CO | 1908 CHAMBERLAYNE AVE | RICHMOND | VA | 23222 | - | - | - | - | -
SIG2020-00086 | 819-708-2931 | 5901 LEWIS RD | 2020-06-16 | Issued | - | Sign Permit | - | INSTALLATION OF NON ILLUMINATED MOUNTED PAN WITH SURFACE VINYL & NEW VINYL LOGO FOR EXISTING SIGN | 1051.59 | TALLEY SIGN CO | 1908 CHAMBERLAYNE AVE | RICHMOND | VA | 23222 | - | - | - | - | -
SIG2020-00087 | 783-769-0315 | 9920 BROOK RD | 2020-06-16 | Issued | - | Sign Permit | - | INSTALLATION OF ILLUMINATED CHANNEL LETTERS ON BACKER PANEL, NON-ILLUMINATED CANOPY SIGN & 2 REPLACEMENT FACES FOR TENANT CABINET IN EXISTING PYLON | 3520 | TALLEY SIGN CO | 1908 CHAMBERLAYNE AVE | RICHMOND | VA | 23222 | - | - | - | - | -
SIG2020-00088 | 736-750-3746.202 | 2010 JOHN ROLFE PKWY | 2020-06-12 | Issued | - | Sign Permit | - | Sign | 1000 | - | - | - | - | - | - | - | - | - | -
SIG2020-00091 | 738-760-8449 | 3520 PUMP RD | 2020-06-24 | Issued | - | Sign Permit | - | Removal of existing sign and installing channel letters on a raceway in its place | 5960 | SIGN ENTERPRISE | 1317 ALUM SPRING RD | FREDERICKSBURG | VA | 22401 | - | - | - | - | -
SIG2020-00092 | 781-761-3290 | 1611 MOUNTAIN RD | 2020-06-22 | Issued | - | Sign Permit | - | Installation of two new faces on existing pylon and two new digital pricer faces in existing | 3200 | TALLEY SIGN CO | 1908 CHAMBERLAYNE AVE | RICHMOND | VA | 23222 | - | - | - | - | -
SIG2020-00093 | 752-744-9666 | 8701 QUIOCCASIN RD | 2020-06-24 | Issued | - | Sign Permit | - | Installation of 3 illuminated walls signs, 2 non lit bay signs & 1 non lit exit sign | 2552 | TALLEY SIGN CO | 1908 CHAMBERLAYNE AVE | RICHMOND | VA | 23222 | - | - | - | - | -
SIG2020-00094 | 815-716-4400 | 4742 S LABURNUM AVE | 2020-06-22 | Issued | - | Sign Permit | - | New 19" High Verizon Letters with Logo Check Mark New 2'4" x 8'8" Tenant Panels with new Logo Type | 9000 | ALLEN INDUSTRIES INC | 6434 BURNT POPLAR RD | GREENSBORO | NC | 27409 | - | - | - | - | -
SIG2020-00095 | 818-725-7584 | 6029 NINE MILE RD | 2020-06-22 | Issued | - | Sign Permit | - | sign | 2400 | NORVELL SIGNS INC | 5928 NINE MILE RD | RICHMOND | VA | 23223 | - | - | - | - | -
SIG2020-00097 | 757-757-5325.001 | 9132 W BROAD ST | 2020-06-30 | Issued | - | Sign Permit | - | Installation of illuminated channel letter, aluminum panels & acrylic panels on existing pylon & logo (sign A on drawing not permitting not using) | 10802.17 | TALLEY SIGN CO | 1908 CHAMBERLAYNE AVE | RICHMOND | VA | 23222 | - | - | - | - | -
SIG2020-00098 | 751-759-5660 | 3991 DEEP ROCK RD | 2020-06-30 | Issued | - | Sign Permit | - | Installation of illuminated channel letters mounted to raceway box log, illuminated cabinet & two tenant panels | 6628.28 | TALLEY SIGN CO | 1908 CHAMBERLAYNE AVE | RICHMOND | VA | 23222 | - | - | - | - | -