## Legacy Trades
Permit Number | Gpin | Permit Address | Permit Issued Date | Permit Status | Use Type | Permit Type Desc | Permit Work Class Desc | General Permit Description | Estimated Valuation | Contractor Name | Contractor Address | Contractor City | Contractor State | Contractor Zip Code | Subcontractor Name | Subcontractor Address | Subcontractor City | Subcontractor State | Subcontractor Zip Code
ELE2021-00996 | 741-732-1775 | 121 JAMES RIVER GOLFCOURSE RD | 2021-11-09 | Issued | Commercial | Electrical Permit | Other | REPLACE EXISTING GENERATOR WITH A NEW 100 KW DIESEL GENERATOR & 800AMP ATS SWITCH | 74989 | - | - | - | - | - | DAVIS & GREEN INC | P O BOX 35418 | RICHMOND | VA | 23235
ELE2021-03268 | 732-764-7831 | 3400 HAYDENPARK LN | 2021-11-16 | Issued | Commercial | Electrical Permit | Tenant Upfit - New | Renovation of existing medical building | 353633 | HCM | 7801 REDPINE ROAD | CHESTERFIELD | VA | 23237 | C & C ELECTRICAL SERVICE INC | 103 ROXBURY INDUSTRIAL PK | CHARLES CITY | VA | 23030
ELE2021-03491 | 749-767-6576 | 4880 SADLER RD | 2021-11-01 | Inspection | Commercial | Electrical Permit | Other | reove 3 downlights-replace with 2 LED fixtures-relocate exit sign-install 1 switch and 1 recptacle | 1745 | BDN GC SERVICES LLC | 300 ARBORETUM PLACE | RICHMOND | VA | 23236 | ELECTRICOMM INC | P O BOX 1836 | ASHLAND | VA | 23005
ELE2021-03542 | 783-759-2791.001 | 1326 MOUNTAIN RD | 2021-11-09 | Inspection | Commercial | Electrical Permit | Other | install new panel antennas-antenna mounts-jumpers-rrh's ovp-hybrid cable-install metal platformocebridge-ppc cabinet-equip cabinet-power conduit-telco-telco fiber box-gps unit-h frame extension | 14000 | - | - | - | - | - | TEPDB OPCO LLC | 326 TYRON RD | RALEIGH | NC | 27603
ELE2021-03578 | 747-754-9557 | 2300 CEDARFIELD PARKWAY | 2021-11-03 | Issued | Commercial | Electrical Permit | Other | STRUCTURED CABLING | 118995 | HOURIGAN CONSTRUCTION CORP | 411 EAST FRANKLIN ST | RICHMOND | VA | 23219 | CORBETT TECHNOLOGY SOLUTIONS | 7272 JACKSON AVE | MECHANICSVILLE | VA | 23111
ELE2021-03583 | 759-743-3775 | 8001 FRANKLIN FARMS DR | 2021-11-03 | Issued | Commercial | Electrical Permit | Tenant Upfit - Existing | install low voltage data cable | 10000 | RGI GENERAL CONTRACTORS INC | 3805 GASKINS RD | HENRICO | VA | 23233 | BECKSTOFFER-WELSH INC | 2020 SLEDD ST | RICHMOND | VA | 23220
ELE2021-03584 | 847-703-4371 | 6000 TECHNOLOGY BLVD | 2021-11-17 | Inspection | Commercial | Electrical Permit | Tenant Upfit - Existing | QTS-RIC-DC2-LEVEL 2 C24MWD FULL BLD OUT**AMEND** 9MW OF 24 MW RELEASE AT THIS TIME - DRAWINGS REMAIN THE SAME | 7215000 | HITT CONTRACTING INC | 2900 FAIRVIEW PARK DR | FALLS CHURCH | VA | 22204 | ALPHA CRAFT TECHNOLOGIES | 601 RAILROAD AVE | SOUTH BOSTON | VA | 24592
ELE2021-03586 | 742-760-4589.002 | 2200 OLD BRICK RD | 2021-11-03 | Issued | Commercial | Electrical Permit | Tenant Upfit - Existing | 7500 SF TENANT UPFIT FOR TRUIST | 175000 | GILBANE BULDING COMPANY | 3435 W LEIGH STREET | RICHMOND | VA | 23230 | TATE & HILL INC | 2812 DECATUR ST | RICHMOND | VA | 23224
ELE2021-03589 | 810-732-0305 | 3817 PURPLE HAZE CT | 2021-11-01 | Issued | Residential | Electrical Permit | New Service | new dwelling | 3500 | RYAN HOMES | 7501 BOULDERS VIEW DRIVE | RICHMOND | VA | 23225 | R K NEWMAN | PO BOX 74882 | RICHMOND | VA | 23236
ELE2021-03590 | 782-764-4387 | 10241 BERRYMEADE CT | 2021-11-02 | Issued | Residential | Electrical Permit | Other | WIRE SMALL ROOM ADDITION TO CODE-AS CEILING FAN-OUT LIGHT AND OUTSIDE OUTLET | 1000 | COMMONWEALTH RENOVATIONS LLC | 9112 BAILEY OAK DR | MIDLOTHIAN | VA | 23112 | ALBERTSON ELECTRIC | 10988 LINDERWOOD | MECHANICSVILLE | VA | 23116
ELE2021-03591 | 743-758-2429 | 3828 THAMESFORD WAY | 2021-11-02 | Issued | Residential | Electrical Permit | Other | WIRE SCREEN PORCH WITH 2 CEILING FANS-1 FLOOD LIGHT-2 OUTLETS-NMB WIRING | 750 | COMMONWEALTH RENOVATIONS LLC | 9112 BAILEY OAK DR | MIDLOTHIAN | VA | 23112 | ALBERTSON ELECTRIC | 10988 LINDERWOOD | MECHANICSVILLE | VA | 23116
ELE2021-03592 | 804-726-5470 | 3120 CREIGHTON RD | 2021-11-10 | Inspection | Commercial | Electrical Permit | Other | ADDITION OF DISH WIRELESS CELL EQUIP TO EXISTING CELL SITE | 4500 | ARC CON SOLUTIONS INC | 3624 OLD GREENVILLE RD | STAUNTON | VA | 24401 | ABSTEN ENTERPRIZES LLC | 13465 WINFIELD RD | WINFIELD | WV | 25213
ELE2021-03593 | 743-737-7743 | 108 CARTERWOOD PL | 2021-11-02 | Inspection | Residential | Electrical Permit | New Service | wire new home | 4800 | BIRINGER BUILDERS INC | 1260 SYCAMORE SQUARE | MIDLOTHIAN | VA | 23112 | POSENAU ELECTRIC LLC | 14095 HORSESHOE LOOP | AMELIA | VA | 23002
ELE2021-03594 | 770-750-3086 | 4265 SPRENKLE LN | 2021-11-03 | Issued | Commercial | Electrical Permit | Other | Renovation of exisiting apartment units | 27972 | - | - | - | - | - | ROMANOFF ELECTRIC RESIDENTIAL | 5639 BROOKSHIRE BLVD | CHARLOTTE | NC | 28216
ELE2021-03595 | 770-750-3086 | 4201 SPRENKLE LN | 2021-11-03 | Issued | Commercial | Electrical Permit | Other | Renovation of exisiting apartment units | 55944 | - | - | - | - | - | ROMANOFF ELECTRIC RESIDENTIAL | 5639 BROOKSHIRE BLVD | CHARLOTTE | NC | 28216
ELE2021-03596 | 770-750-3086 | 4283 SPRENKLE LN | 2021-11-03 | Issued | Commercial | Electrical Permit | Other | Renovation of exisiting apartment units | 83915 | - | - | - | - | - | ROMANOFF ELECTRIC RESIDENTIAL | 5639 BROOKSHIRE BLVD | CHARLOTTE | NC | 28216
ELE2021-03597 | 783-742-4699 | 1600 WESTBROOK AVE | 2021-11-03 | Issued | Commercial | Electrical Permit | New Service | WIRE POWER & LIGHTING FOR 5 STORY PARKING DECK PER PLANS | 704535 | - | - | - | - | - | HCE OF VIRGINIA INC | 11812 MIDDLECOFF DR | CHESTER | VA | 23836
ELE2021-03598 | 818-714-1929 | 5102 WILLIAMSBURG RD | 2021-11-03 | Finaled | Commercial | Electrical Permit | Tenant Upfit - Existing | REMOVE /REINSTALL LIGHTING PER DRAWINGS | 2100 | WAFFLE HOUSE INC | 5989 FINANCIAL DRIVE | NORCROSS | GA | 30091 | THE SERVICE COMPANY OF VA INC | 11263 AIR PARK RD | ASHLAND | VA | 23005
ELE2021-03599 | 753-768-5492 | 4871 COX RD | 2021-11-04 | Issued | Commercial | Electrical Permit | Tenant Upfit - Existing | LOW VOLTWGE TELECOMMUNICATIONS CABLE INSTALLATION | 196416.91 | VIRTEXCO CORP | 977 NORFOLK SQ | NORFOLK | VA | 23502 | NET 100 LTD | 5000 COX RD STE G | GLEN ALLEN | VA | 23060
ELE2021-03600 | 762-746-9310 | 1800 BAYBERRY CT | 2021-11-04 | Issued | Commercial | Electrical Permit | Tenant Upfit - Existing | INSTALL NEW RECEPTACLES & LIGHTING PER PLAN | 150000 | DEPOMPEO BUILDING COMPANY LLC | 77 RIVER BEND LANE | KING WILLIAM | VA | 23036 | L W STONE ELECTRIC SERVICES LLC | 11800 LEWIS RD | CHESTER | VA | 23831
ELE2021-03601 | 763-761-9144.001 | 9604 BIG TREE LN | 2021-11-03 | Finaled | Residential | Electrical Permit | Addition of Service | Wire deck with switch, receptacle and riser lights | 800 | BNW BUILDERS LLC | 8601 STAPLES MILL RD | RICHMOND | VA | 23228 | WYLD & COMPANY LLC | P.O. BOX 28218 | HENRICO | VA | 23228
ELE2021-03602 | 759-739-2770 | 7704 STUART HALL RD | 2021-11-04 | Inspection | Residential | Electrical Permit | Other | wire 1st & 2nd floor addition | 1500 | SWEENEY'S CONSTRUCTION INC | 12801 CLEMENTOWN RD | AMELIA | VA | 23002 | JL DULL ELECTRIC | 1606 TREEWOOD LANE | N CHESTERFIELD | VA | 23235
ELE2021-03603 | 854-698-9321 | 4721 RED COACH LN | 2021-11-05 | Issued | Residential | Electrical Permit | New Service | NEW DWELLING | 6000 | BRUCE W TAYLOR | P O BOX 556 | SANDSTON | VA | 23150 | TAYLOR & BARR ELEC CONT | 804 E NINE MILE RD | HENRICO | VA | 23075
ELE2021-03604 | 793-750-9048 | 6000 WILKINSON RD | 2021-11-16 | Finaled | Commercial | Electrical Permit | Other | install new 200 amp service & put conduit with service over to the new dish cell site from the meter base | 3500 | SQUAN CONSTRUCTION SERVICES LLC | 329 HAROLD AVE | ENGLEWOOD | NJ | 7631 | MHC LLC | 4375 OLD BUCKINGHAM RD | POWHATAN | VA | 23139
ELE2021-03605 | 781-774-1208 | 10878 HARVEST MILL PL | 2021-11-05 | Issued | Residential | Electrical Permit | New Service | wire house to code | 6000 | LIFESTYLE HOME BUILDERS | 4561 LIFESTYLE LANE | MIDLOTHIAN | VA | 23112 | S & S ELECTRICAL SERVICES INC | 13320 HENSLEY RD | MIDLOTHIAN | VA | 23112
ELE2021-03606 | 783-742-4699 | 1600 WESTBROOK AVE | 2021-11-09 | Inspection | Commercial | Electrical Permit | Other | RENOVATIONS & EXPANSION OF PROMENADE DINING RENOVATION | 696000 | GILBANE BULDING COMPANY | 3435 W LEIGH STREET | RICHMOND | VA | 23230 | FOLKES ELEC CONST CO | 206 HALEY RD | ASHLAND | VA | 23005
ELE2021-03607 | 764-753-6035 | 7900 SHRADER RD | 2021-11-09 | Issued | Commercial | Electrical Permit | Tenant Upfit - Existing | INSTALL 52 DUPLEX CAT 6 DATA DROPS & 8 AP CABLES | 10396 | J A HEISLER CONTRACTING CO INC | 3201 LANVALE AVE | RICHMOND | VA | 23230 | COMPUTER TELEPHONE TECHNOLOGIES | 7287 HANOVER GREEN DR | MECHANICSVILLE | VA | 23111
ELE2021-03608 | 773-736-2198 | 1601 WILLOW LAWN DR | 2021-11-09 | Inspection | Commercial | Electrical Permit | Tenant Upfit - Existing | REOWRK OF EXISTINGELECTRICAL CIRCUITS TO ACCOMODATE EXPANSION OF ONLINE PICK UP STAGING AREA | 9600 | MW CONSTRUCTION | 2578 STONEY BATTERY RD | TROUTVILLE | VA | 24175 | VALLEY ELECTRIC | P.O. BOX 866 | ERWIN | TN | 37650
ELE2021-03609 | 764-754-1238 | 7721 E PARHAM RD | 2021-11-10 | Issued | Commercial | Electrical Permit | Tenant Upfit - Existing | ELEC WORK FOR INTERIOR RENOVATIONS TO EXISTING FACILITY | 94700 | WOODLAND CONSTRUCTION INC | 5008 EVELYN BYRD RD | ASHLAND | VA | 23005 | DAVIS & GREEN INC | 132 BRANDON RD | RICHMOND | VA | 23224
ELE2021-03610 | 767-751-2632 | 4642 WISTAR CREEK DR | 2021-11-10 | Issued | Commercial | Electrical Permit | New Service | SPRINKLER ROOM WIRING | 4500 | - | - | - | - | - | FRANKLIN ELECTRIC COMPANY INC | 111 JULIAD CT | FREDERICKSBURG | VA | 22406
ELE2021-03611 | 767-751-2632 | 4652 WISTAR CREEK DR | 2021-11-10 | Issued | Commercial | Electrical Permit | New Service | Install elec/low voltage wiring for new construction-add tv-phone-security | 4500 | - | - | - | - | - | FRANKLIN ELECTRIC COMPANY INC | 111 JULIAD CT | FREDERICKSBURG | VA | 22406
ELE2021-03612 | 767-751-2632 | 4652 WISTAR CREEK DR | 2021-11-10 | Issued | Commercial | Electrical Permit | New Service | Install elec/low voltage wiring for new construction-add tv-phone-security | 4500 | - | - | - | - | - | FRANKLIN ELECTRIC COMPANY INC | 111 JULIAD CT | FREDERICKSBURG | VA | 22406
ELE2021-03613 | 767-751-2632 | 4650 WISTAR CREEK DR | 2021-11-10 | Issued | Commercial | Electrical Permit | New Service | Install elec/low voltage wiring for new construction-add tv-phone-security | 4500 | - | - | - | - | - | FRANKLIN ELECTRIC COMPANY INC | 111 JULIAD CT | FREDERICKSBURG | VA | 22406
ELE2021-03614 | 767-751-2632 | 4650 WISTAR CREEK DR | 2021-11-10 | Issued | Commercial | Electrical Permit | New Service | Install elec/low voltage wiring for new construction-add tv-phone-security | 4500 | - | - | - | - | - | FRANKLIN ELECTRIC COMPANY INC | 111 JULIAD CT | FREDERICKSBURG | VA | 22406
ELE2021-03615 | 767-751-2632 | 4648 WISTAR CREEK DR | 2021-11-10 | Issued | Commercial | Electrical Permit | New Service | Install elec/low voltage wiring for new construction-add tv-phone-security | 4500 | - | - | - | - | - | FRANKLIN ELECTRIC COMPANY INC | 111 JULIAD CT | FREDERICKSBURG | VA | 22406
ELE2021-03616 | 767-751-2632 | 4648 WISTAR CREEK DR | 2021-11-10 | Issued | Commercial | Electrical Permit | New Service | Install elec/low voltage wiring for new construction-add tv-phone-security | 4500 | - | - | - | - | - | FRANKLIN ELECTRIC COMPANY INC | 111 JULIAD CT | FREDERICKSBURG | VA | 22406
ELE2021-03617 | 767-751-2632 | 4646 WISTAR CREEK DR | 2021-11-10 | Issued | Commercial | Electrical Permit | New Service | Install elec/low voltage wiring for new construction-add tv-phone-security | 4500 | - | - | - | - | - | FRANKLIN ELECTRIC COMPANY INC | 111 JULIAD CT | FREDERICKSBURG | VA | 22406
ELE2021-03618 | 767-751-2632 | 4646 WISTAR CREEK DR | 2021-11-10 | Issued | Commercial | Electrical Permit | New Service | Install elec/low voltage wiring for new construction-add tv-phone-security | 4500 | - | - | - | - | - | FRANKLIN ELECTRIC COMPANY INC | 111 JULIAD CT | FREDERICKSBURG | VA | 22406
ELE2021-03619 | 767-751-2632 | 4644 WISTAR CREEK DR | 2021-11-10 | Issued | Commercial | Electrical Permit | New Service | Install elec/low voltage wiring for new construction-add tv-phone-security | 4500 | - | - | - | - | - | FRANKLIN ELECTRIC COMPANY INC | 111 JULIAD CT | FREDERICKSBURG | VA | 22406
ELE2021-03620 | 767-751-2632 | 4644 WISTAR CREEK DR | 2021-11-10 | Issued | Commercial | Electrical Permit | New Service | Install elec/low voltage wiring for new construction-add tv-phone-security | 4500 | - | - | - | - | - | FRANKLIN ELECTRIC COMPANY INC | 111 JULIAD CT | FREDERICKSBURG | VA | 22406
ELE2021-03621 | 767-751-2632 | 4642 WISTAR CREEK DR | 2021-11-10 | Issued | Commercial | Electrical Permit | New Service | Install elec/low voltage wiring for new construction-add tv-phone-security | 4500 | - | - | - | - | - | FRANKLIN ELECTRIC COMPANY INC | 111 JULIAD CT | FREDERICKSBURG | VA | 22406
ELE2021-03622 | 767-751-2632 | 4642 WISTAR CREEK DR | 2021-11-10 | Issued | Commercial | Electrical Permit | New Service | Install elec/low voltage wiring for new construction-add tv-phone-security | 4500 | - | - | - | - | - | FRANKLIN ELECTRIC COMPANY INC | 111 JULIAD CT | FREDERICKSBURG | VA | 22406
ELE2021-03623 | 728-759-9908 | 3820 HOUNDSTOOTH CT | 2021-11-10 | Issued | Residential | Electrical Permit | Addition of Service | Installing electrical for screen porch to include ceiling fan, light, recess lights, switches & receptacle. | 1600 | DECK CREATIONS LLC | 14241 MIDLOTHIAN TPKE | MIDLOTHIAN | VA | 23113 | TRADEMARK SERVICES | 13300 SECOND BRANCH RD | CHESTERFIELD | VA | 23838
ELE2021-03624 | 785-760-2751 | 701 MCCORMICK FARM DR Unit: B | 2021-11-17 | Issued | Commercial | Electrical Permit | New Service | Install electrical/low voltage wiring for new dwelling-add tv-phone-security | 4500 | - | - | - | - | - | FRANKLIN ELECTRIC COMPANY INC | 111 JULIAD CT | FREDERICKSBURG | VA | 22406
ELE2021-03625 | 785-760-2751 | 701 MCCORMICK FARM DR Unit: A | 2021-11-17 | Issued | Commercial | Electrical Permit | New Service | Install electrical/low voltage wiring for new dwelling-add tv-phone-security | 4500 | - | - | - | - | - | FRANKLIN ELECTRIC COMPANY INC | 111 JULIAD CT | FREDERICKSBURG | VA | 22406
ELE2021-03626 | 785-760-2751 | 703 MCCORMICK FARM DR Unit: B | 2021-11-17 | Issued | Commercial | Electrical Permit | New Service | Install electrical/low voltage wiring for new dwelling-add tv-phone-security | 4500 | - | - | - | - | - | FRANKLIN ELECTRIC COMPANY INC | 111 JULIAD CT | FREDERICKSBURG | VA | 22406
ELE2021-03627 | 785-760-2751 | 705 MCCORMICK FARM DR Unit: A | 2021-11-17 | Issued | Commercial | Electrical Permit | New Service | Install electrical/low voltage wiring for new dwelling-add tv-phone-security | 4500 | - | - | - | - | - | FRANKLIN ELECTRIC COMPANY INC | 111 JULIAD CT | FREDERICKSBURG | VA | 22406
ELE2021-03628 | 785-760-2751 | 703 MCCORMICK FARM DR Unit: A | 2021-11-17 | Issued | Commercial | Electrical Permit | New Service | Install electrical/low voltage wiring for new dwelling-add tv-phone-security | 4500 | - | - | - | - | - | FRANKLIN ELECTRIC COMPANY INC | 111 JULIAD CT | FREDERICKSBURG | VA | 22406
ELE2021-03629 | 785-760-2751 | 707 MCCORMICK FARM DR Unit: B | 2021-11-17 | Issued | Commercial | Electrical Permit | New Service | Install electrical/low voltage wiring for new dwelling-add tv-phone-security | 4500 | - | - | - | - | - | FRANKLIN ELECTRIC COMPANY INC | 111 JULIAD CT | FREDERICKSBURG | VA | 22406
ELE2021-03630 | 785-760-2751 | 705 MCCORMICK FARM DR Unit: B | 2021-11-17 | Issued | Commercial | Electrical Permit | New Service | Install electrical/low voltage wiring for new dwelling-add tv-phone-security | 4500 | - | - | - | - | - | FRANKLIN ELECTRIC COMPANY INC | 111 JULIAD CT | FREDERICKSBURG | VA | 22406
ELE2021-03631 | 785-760-2751 | 707 MCCORMICK FARM DR Unit: A | 2021-11-17 | Issued | Commercial | Electrical Permit | New Service | Install electrical/low voltage wiring for new dwelling-add tv-phone-security | 4500 | - | - | - | - | - | FRANKLIN ELECTRIC COMPANY INC | 111 JULIAD CT | FREDERICKSBURG | VA | 22406
ELE2021-03632 | 785-760-2751 | 709 MCCORMICK FARM DR Unit: B | 2021-11-17 | Issued | Commercial | Electrical Permit | New Service | Install electrical/low voltage wiring for new dwelling-add tv-phone-security | 4500 | - | - | - | - | - | FRANKLIN ELECTRIC COMPANY INC | 111 JULIAD CT | FREDERICKSBURG | VA | 22406
ELE2021-03633 | 822-691-8365 | 2901 CLIFFORD TOWER DR | 2021-11-10 | Issued | Residential | Electrical Permit | New Service | Wire new single family dwelling. | 12110 | BOYD CORPORATION | 544 NEWTOWN RD | VIRGINIA BEACH | VA | 23462 | ALLSTATE ELEC INC | 7921-A WEST BROAD ST | HENRICO | VA | 23294
ELE2021-03634 | 822-691-7039 | 6808 SIR GALAHAD CT | 2021-11-10 | Issued | Residential | Electrical Permit | New Service | Wire new single family dwelling. | 8295 | BOYD CORPORATION | 544 NEWTOWN RD | VIRGINIA BEACH | VA | 23462 | ALLSTATE ELECTRIC | 7921A WEST BROAD ST | HENRICO | VA | 23294
ELE2021-03636 | 785-760-2751 | 711 MCCORMICK FARM DR Unit: A | 2021-11-17 | Issued | Commercial | Electrical Permit | New Service | Install electrical/low voltage wiring for new dwelling-add tv-phone-security | 4500 | - | - | - | - | - | BOTHWELL ELECTRIC LLC | 723 HOLLY GROVE LN | RICHMOND | VA | 23235
ELE2021-03637 | 785-760-2751 | 715 MCCORMICK FARM DR Unit: B | 2021-11-17 | Issued | - | Electrical Permit | New Service | Install electrical/low voltage wiring for new dwelling-add tv-phone-security | 4500 | - | - | - | - | - | FRANKLIN ELECTRIC COMPANY INC | 111 JULIAD CT | FREDERICKSBURG | VA | 22406
ELE2021-03638 | 785-760-2751 | 709 MCCORMICK FARM DR Unit: A | 2021-11-17 | Issued | Commercial | Electrical Permit | New Service | Install electrical/low voltage wiring for new dwelling-add tv-phone-security | 4500 | - | - | - | - | - | FRANKLIN ELECTRIC COMPANY INC | 111 JULIAD CT | FREDERICKSBURG | VA | 22406
ELE2021-03639 | 785-760-2751 | 713 MCCORMICK FARM DR Unit: B | 2021-11-17 | Issued | Commercial | Electrical Permit | New Service | Install electrical/low voltage wiring for new dwelling-add tv-phone-security | 4500 | - | - | - | - | - | FRANKLIN ELECTRIC COMPANY INC | 111 JULIAD CT | FREDERICKSBURG | VA | 22406
ELE2021-03640 | 785-760-2751 | 715 MCCORMICK FARM DR Unit: A | 2021-11-17 | Issued | Commercial | Electrical Permit | New Service | Install electrical/low voltage wiring for new dwelling-add tv-phone-security | 4500 | - | - | - | - | - | FRANKLIN ELECTRIC COMPANY INC | 111 JULIAD CT | FREDERICKSBURG | VA | 22406
ELE2021-03641 | 785-760-2751 | 711 MCCORMICK FARM DR Unit: B | 2021-11-17 | Issued | Commercial | Electrical Permit | New Service | Install electrical/low voltage wiring for new dwelling-add tv-phone-security | 4500 | - | - | - | - | - | FRANKLIN ELECTRIC COMPANY INC | 111 JULIAD CT | FREDERICKSBURG | VA | 22406
ELE2021-03642 | 785-760-2751 | 713 MCCORMICK FARM DR Unit: A | 2021-11-17 | Issued | Commercial | Electrical Permit | New Service | Install electrical/low voltage wiring for new dwelling-add tv-phone-security | 4500 | - | - | - | - | - | FRANKLIN ELECTRIC COMPANY INC | 111 JULIAD CT | FREDERICKSBURG | VA | 22406
ELE2021-03643 | 785-760-2751 | 715 MCCORMICK FARM DR Unit: A | 2021-11-17 | Issued | Commercial | Electrical Permit | New Service | sprinkler room wiring | 4500 | - | - | - | - | - | FRANKLIN ELECTRIC COMPANY INC | 111 JULIAD CT | FREDERICKSBURG | VA | 22406
ELE2021-03644 | 729-755-1848 | 12609 WILDE LAKE CT | 2021-11-12 | Inspection | Residential | Electrical Permit | Other | repair/replace fire damaged wires | 2000 | PROFESSIONAL RESTORATION SERVICES | 4965 COX RD | GLEN ALLEN | VA | 23060 | GREY FOX ELECTRIC LLC | P O BOX 1587 | MIDLOTHIAN | VA | 23113
ELE2021-03645 | 809-731-9663 | 3833 PURPLE HAZE CT | 2021-11-15 | Issued | Residential | Electrical Permit | New Service | Wire new single family dwelling | 3000 | RYAN HOMES | 7501 BOULDERS VIEW DRIVE | RICHMOND | VA | 23225 | R K NEWMAN ELECTRIC | P.O. BOX 74882 | RICHMOND | VA | 23236
ELE2021-03646 | 743-732-2969 | 512 WALSING DR | 2021-11-17 | Issued | Residential | Electrical Permit | New Service | Wire new single family dwelling and 22kw generator | 39000 | PERKINSON HOMES, INC | 15919 ALSDELL RD | MIDLOTHIAN | VA | 23112 | M E KEETON ELECTRIC | P.O. BOX 1146 | ASHLAND | VA | 23005
ELE2021-03647 | 733-775-0250 | 12408 WILLSCOTT PL | 2021-11-17 | Issued | Residential | Electrical Permit | New Service | Wire new single family dwelling | 18000 | PERKINSON HOMES, INC | 15919 ALSDELL RD | MIDLOTHIAN | VA | 23112 | M E KEETON ELECTRIC | P.O. BOX 1146 | ASHLAND | VA | 23005
ELE2021-03648 | 742-760-4589.002 | 2200 OLD BRICK RD | 2021-11-16 | Issued | Commercial | Electrical Permit | Tenant Upfit - Existing | INSTALL CAT 6 PLENUM CABLING | 9600 | GILBANE BULDING COMPANY | 3435 W LEIGH STREET | RICHMOND | VA | 23230 | DATAMATION, INC | 10392 DOW-GIL RD | ASHLAND | VA | 23005
ELE2021-03649 | 757-731-1862 | 215 ROSS RD | 2021-11-12 | Issued | Residential | Electrical Permit | Other | WIRE ADDITION TO CODE | 1500 | PRIDEAUX | 215 ROSS RD | HENRICO | VA | 23229 | BOTHWELL ELECTRIC LLC | 723 HOLLY GROVE LN | RICHMOND | VA | 23235
ELE2021-03650 | 790-757-1440 | 8314 FRANCONIA RD | 2021-11-12 | Issued | Residential | Electrical Permit | Other | WIRE SCREEN ROOM | 1000 | TOTAL REMODELING SYSTEMS LLC | 305 ASHCAKE RD | ASHLAND | VA | 23005 | GREY FOX ELECTRIC LLC | P O BOX 1587 | MIDLOTHIAN | VA | 23113
ELE2021-03651 | 782-747-5428 | 6014 CLUB RD | 2021-11-12 | Inspection | Residential | Electrical Permit | Other | adding outless to walls, 2 total. new reccessed lighting in kitchen. | 5500 | - | - | - | - | - | - | - | - | - | -
ELE2021-03652 | 780-774-9061 | 10851 HARVEST MILL PL | 2021-11-12 | Issued | Residential | Electrical Permit | New Service | wire house to code | 6000 | LIFESTYLE HOME BUILDERS | 4561 LIFESTYLE LANE | MIDLOTHIAN | VA | 23112 | S & S ELECTRICAL SERVICES INC | 13320 HENSLEY RD | MIDLOTHIAN | VA | 23112
ELE2021-03653 | 734-775-9508 | 5708 STONEHURST ESTATES TER | 2021-11-15 | Issued | Residential | Electrical Permit | Pool/Spa Service | WIRE/BOND GUNNITE POOL-2 LIGHTS-2 PUMPS-1 ELEC HEAT PUMP-1 AUTO COVER | 5500 | EXQUISITE POOLS INC | 17099 CHISHOLM TRAIL | ROCKVILLE | VA | 23146 | LEGACY ELECTRICAL LLC | 1533 SWIFTWOOD DR | POWHATAN | VA | 23139
ELE2021-03654 | 753-735-7196 | 117 COUNTRYSIDE LN | 2021-11-15 | Inspection | Residential | Electrical Permit | Other | install romex-include laundry room-add recess can lights-move some switches/receptacles | 2000 | CDW HOMES INC. | 2527 TREFIOL WAY | BON AIR | VA | 23235 | - | - | - | - | -
ELE2021-03655 | 777-742-5090 | 2901 BYRDHILL RD | 2021-11-18 | Issued | Commercial | Electrical Permit | Other | dominion power installed new service for fire pump house-inspectin needed for the power being connected to the old panel | 5000 | W J RAPP CO INC | 608 MARX STREET | RICHMOND | VA | 23224 | - | - | - | - | -
ELE2021-03656 | 751-736-8009 | 405 LAKEWAY DR | 2021-11-15 | Finaled | Residential | Electrical Permit | Addition of Service | Add receptacle for low volt deck riser lights | 500 | BNW BUILDERS LLC | 8601 STAPLES MILL RD | RICHMOND | VA | 23228 | WYLD & COMPANY LLC | P.O. BOX 28218 | HENRICO | VA | 23228
ELE2021-03657 | 752-744-3373 | 1412 STARLING DR | 2021-11-15 | Issued | Commercial | Electrical Permit | Other | wire hood | 3000 | RIVADENEIRA | 11904 SUMNER CT | GLEN ALLEN | VA | 23059 | C & H ELECTRIC, INC | 1377-D ANDERSON HWY | POWHATAN | VA | 23139
ELE2021-03658 | 740-744-0416 | 1503 HARBOROUGH RD | 2021-11-15 | Issued | Residential | Electrical Permit | Addition of Service | Re-wire existing garage to be master suite | 14021 | BETHLEHEM CONSTRUCTION CO INC | 2501 LIBERTY HILL RD | POWHATAN | VA | 23139 | DAVIS & GREEN INC | P O BOX 35418 | RICHMOND | VA | 23235
ELE2021-03659 | 744-739-4645 | 417 GASLIGHT TER | 2021-11-16 | Issued | Residential | Electrical Permit | Other | swimming pool with pump-uv/ozone-LED lights-auto cover-80amp subpanel | 3000 | PLA-MOR CONSTRUCTION CORPORATION | PO BOX 295 | MECHANICSVILLE | VA | 23111 | BANDY ELECTRICAL | 3800 SKIVERS LN. | QUINTON | VA | 23141
ELE2021-03660 | 735-777-1052 | 5759 POUNCEY TRACT RD | 2021-11-16 | Issued | Residential | Electrical Permit | New Service | WIRE FOR NEW SINGLE FAMILY DWELLING | 4800 | THE KITTRELL COMPANY | 6327 MALLORY DR | RICHMOND | VA | 23226 | LIBERTY ELECTRICAL CO, INC | PO BOX 6203 | RICHMOND | VA | 23230
ELE2021-03661 | 748-763-6189 | 5000 DOMINION BLVD | 2021-11-16 | Issued | Commercial | Electrical Permit | New Service | LOW VOLTAGE CONTROL WIRING FOR BUILDING AUTOMATION SYSTEM | 34000 | BARTON MALOW COMPANY | 1019 HULL ST | RICHMOND | VA | 23224 | AIR CONDITIONING EQUIPMENT SALES | 7314 IMPALA DR | HENRICO | VA | 23228
ELE2021-03663 | 819-701-9238 | 953 S AIRPORT RD | 2021-11-22 | Issued | Commercial | Electrical Permit | New Service | 1 446K SF WAREHOUSE SPACE-2 300A SERVICES-1 275KW GEN-1 200KW GEN-SERVING LIGHTS-POWER RECPTS-MECHANICAL UNITS FOR WAREHOUSE SPACE-4,450 SF OF OFFICE SPACE | 2057000 | BECKNELL SERVICES LLC | 4242 SOUTH 1ST AVE | LYONS | IL | 60534 | DEEM LLC | 6831 E 32ND ST | INDIANAPOLIS | IN | 46226
ELE2021-03664 | 764-743-1096 | 1524 ETHRIDGE DR | 2021-11-16 | Finaled | Residential | Electrical Permit | Addition of Service | Wire new garage | 4100 | BARLOW - OWNER | 1524 ETHRIDGE DR | HENRICO | VA | - | BARLOW - OWNER | 1524 ETHRIDGE DR | HENRICO | VA | 23226
ELE2021-03665 | 746-757-3515 | 11105 WOODBARON CT | 2021-11-16 | Issued | Residential | Electrical Permit | Other | installing 3 circuits, 12 fixtures, and 12 switches. | 2000 | COLE INTERIORS INC | 11112 MANAKIN ROAD | ROCKVILLE | VA | 23146 | COX ELECTRIC | 13346 FARRINGTON RD | ASHLAND | VA | 23005
ELE2021-03666 | 815-718-5710 | 4501 S LABURNUM AVE | 2021-11-17 | Inspection | Commercial | Electrical Permit | Tenant Upfit - Existing | INSTALL 44 RECEPTACLES-7 SWITCHES-91 CIRCUITS-85 LIGHTS-3 EXIT SIGNS | 6000 | TOM RECTENWALD CONSTRUCTION INC | 110 N JEFFERSON ST | ZELIENOPLE | PA | 16063 | EMS GENERAL CONTRACTORS | 14614 BIRCHDALE AVE | WOODBRIDGE | VA | 22193
ELE2021-03667 | 759-766-2298.001 | 5156 FRANCISTOWN RD | 2021-11-19 | Issued | Commercial | Electrical Permit | Other | INSTALL 400 AMP ELEC SERVICES FOR NEW BLD PER DRAWINGS | 25000 | - | - | - | - | - | PROJECT ELECTRIC | 310 HALEY MEADOWS DR | MONCURE | NC | 27559
ELE2021-03668 | 750-767-3526 | 10945 NUCKOLS RD | 2021-11-19 | Issued | Commercial | Electrical Permit | Other | install 400a/1p temp service for office trailer and laydown yard | 5000 | DOMINION CONSTRUCTION PARTNERS | 4198 COX RD, STE 107 | GLEN ALLEN | VA | 23060 | SOUTHERN ELECTRIC INC | 1896 CARTERSVILLE RD | GOOCHLAND | VA | 23063
ELE2021-03669 | 779-745-1413 | 2504 DUMBARTON RD | 2021-11-19 | Issued | Residential | Electrical Permit | Addition of Service | Wire receptacle for sump pump | 300 | JES CONSTRUCTION | 2410 SOUTHLAND DR | CHESTER | VA | 23831 | R K NEWMAN ELECTRIC | P.O. BOX 74882 | RICHMOND | VA | 23236
ELE2021-03670 | 771-736-2305.108 | 251 FINIAL AVE | 2021-11-18 | Issued | Residential | Electrical Permit | Other | run 2 circuits to elevator. Elevator permit: ELV2021-02210 | 600 | MCGURN COMPANY INC | P O BOX 8 | MANAKIN SABOT | VA | 23103 | ELLIS POWER CO | 16315 POUNCEY TRACT RD | ROCKVILLE | VA | 23146
ELE2021-03671 | 762-739-2915 | 907 RIDGE TOP RD | 2021-11-18 | Issued | Residential | Electrical Permit | New Service | wire new dwelling with a 200amp service, underground | 14000 | - | - | - | - | - | INTEGRITY CONTRACTORS INC | 6600 MEADOWBURM DRIVE | RICHMOND | VA | 23234
ELE2021-03672 | 804-696-2183 | 1407 HARMONY AVE | 2021-11-19 | Issued | Residential | Electrical Permit | Pool/Spa Service | wiring electrical for new pool | 2000 | - | - | - | - | - | - | - | - | - | -
ELE2021-03673 | 824-693-3720 | 7005 SIR GALAHAD RD | 2021-11-19 | Issued | Residential | Electrical Permit | New Service | Wire new single family dwelling. | 7260 | BOYD CORPORATION | 544 NEWTOWN RD | VIRGINIA BEACH | VA | 23462 | ALLSTATE ELEC INC | 7921-A WEST BROAD ST | HENRICO | VA | 23294
ELE2021-03674 | 775-751-9651 | 7215 GALAX RD | 2021-11-19 | Issued | Residential | Electrical Permit | Addition of Service | Wiring converted screen porch to living space | 150 | MCCULLUM - OWNER | 7215 GALAX RD | HENRICO | VA | 23228 | MCCULLUM - OWNER | 7215 GALAX RD | HENRICO | VA | 23228
ELE2021-03675 | 761-740-3601 | 713 WOODBERRY RD | 2021-11-19 | Issued | Residential | Electrical Permit | Other | relocate 200 amp meter and wire new addition & butler's pantry to code. | 500 | LALLY CONSTRUCTION INC | 210 WEST HILLCREST AVE | HENRICO | VA | 23220 | SPARK TRIBBLE ELECTRIC, LLC | 1575 MOUNTAIN ROAD | GLEN ALLEN | VA | 23060
ELE2021-03676 | 756-762-9397 | 4804 BROAD MEADOWS CT | 2021-11-23 | Issued | Residential | Electrical Permit | Other | Rewire Kitchen & Living Room receptacles & lighting due to tree damage | 1100 | RVA RESTORATION | 835 B GROVE RD | CHESTERFIELD | VA | 23832 | JOHN MARSHALL ELECTRIC | P.O. BOX 27771 | RICHMOND | VA | 23261
ELE2021-03677 | 739-761-6445 | 3380 PUMP RD | 2021-11-30 | Issued | Commercial | Electrical Permit | Other | add/relocate circuits for interior-rmodel/relocate 2 pole lights-wore new exterior canopy-connect 3 new ac units-replace conductors @ 1 exist panl | 66950 | HORIZON CONSTRUCTION CO | 415-B WINKLER DR | ALPHARETTA | GA | 30004 | CMC ELECTRIC | 213 PENNSYLVANIA AVE | VIRGINIA BEACH | VA | 23462
ELE2021-03678 | 748-762-8360 | 4222 COX RD | 2021-11-24 | Issued | Commercial | Electrical Permit | Other | low voltage cat 6 plenum data cabling server & telecom room racks-access control doors | 63814.77 | RGI GENERAL CONTRACTORS INC | 3805 GASKINS RD | HENRICO | VA | 23233 | JMS GROUP | 1600 E. PARHAM RD | RICHMOND | VA | 23228
ELE2021-03679 | 816-701-2076 | 6624 MILLER RD | 2021-11-24 | Issued | Residential | Electrical Permit | Other | replace wiring as needed, install light in the bathroom upstairs. | 4500 | - | - | - | - | - | - | - | - | - | -
ELE2021-03680 | 743-770-4669 | 4801 TWIN HICKORY RD | 2021-11-24 | Issued | Commercial | Electrical Permit | Other | install 125 amp breaker in existing panel for cabinet to house t-mobile cabling & equipment for antennae | 5000 | FCI TOWERS INC | 2528 HORSE PASTURE RD | VIRGINIA BEACH | VA | 23453 | FCI TOWERS | 2528 HORSE PASTURE ROAD | VIRGINIA BEACH | VA | 23453
ELE2021-03681 | 822-725-7395 | 100 N DAISY AVE | 2021-11-24 | Issued | Commercial | Electrical Permit | Other | install 125 amp breaker in existing panel for cabinet to house t-mobile cabling & equipment for antennae | 5000 | FCI TOWERS INC | 2528 HORSE PASTURE RD | VIRGINIA BEACH | VA | 23453 | FCI TOWERS | 2528 HORSE PASTURE ROAD | VIRGINIA BEACH | VA | 23453
ELE2021-03682 | 805-737-9165 | 2904 VALLEY SIDE TER | 2021-11-30 | Issued | Residential | Electrical Permit | Other | REPAIR CIRCUITS AS NECESSARY & REWIRE KITCHEN-BATHROOM-CLOSET AS NEEDED | 1000 | WILTON CONSTRUCTION SERVICES INC | P O BOX 552 | MIDLOTHIAN | VA | 23113 | GREY FOX ELECTRIC LLC | P O BOX 1587 | MIDLOTHIAN | VA | 23113
ELE2021-03683 | 778-747-9761 | 2609 KENWOOD AVE | 2021-11-29 | Issued | Residential | Electrical Permit | New Service | WIRE NEW FAMILY DWELLING | 6000 | THE KITTRELL COMPANY | 6327 MALLORY DR | RICHMOND | VA | 23226 | LIBERTY ELECTRICAL CO, INC | PO BOX 6203 | RICHMOND | VA | 23230
ELE2021-03684 | 742-734-7590 | 319 CHESWICK LN | 2021-11-29 | Inspection | Residential | Electrical Permit | Other | wiring of the new swimming pool | 2000 | EXQUISITE POOLS INC | 17099 CHISHOLM TRAIL | ROCKVILLE | VA | 23146 | COX ELECTRIC | 13346 FARRINGTON RD | ASHLAND | VA | 23005
ELE2021-03685 | 766-771-9910 | 3400 MOUNTAIN RD | 2021-11-30 | Issued | Commercial | Electrical Permit | New Service | 40 AMP SERVICE-WIRE A 30 AMP HTR-WIRE FOR 1 REC-TRENCH | 8000 | BROOKS & CO GENERAL CONTRACTOR | 4801 HERMITAGE ROAD | RICHMOND | VA | 23227 | CRAVEN ELECTRICAL SERVICES | 464 SOUTHLAKE BLVD | NORTH CHESTERFIELD | VA | 23236
ELE2021-03686 | 740-752-9011 | 2324 PUMP RD | 2021-11-30 | Issued | Commercial | Electrical Permit | New Service | ELEC PER PLANS FOR NEW BLD | 220203 | CENTURY CONSTRUCTION CO INC | 7416 FOREST HILL AVE | RICHMOND | VA | 23225 | TOLLEY ELECTRICAL CORP | 10981 RICHARDSON RD | ASHLAND | VA | 23005
ELE2021-03688 | 784-768-1805 | 1070 VIRGINIA CENTER PKWY | 2021-11-30 | Issued | Commercial | Electrical Permit | Tenant Upfit - Existing | WIRE RESTARURANT TO CODE | 10000 | THS CONSTRUCTION CO | P O BOX 218 | OILVILLE | VA | 23129 | DAVIS HOME SOLUTIONS LLC | 11125 HUNTINGTON MEADOWS LN | FREDERICKSBURG | VA | 22407
ELE2021-03689 | 731-758-6537 | 12732 STORROW RD | 2021-11-30 | Issued | Residential | Electrical Permit | Pool/Spa Service | SWIMMING POOL WITH PUMP-LED LIGHTS-AUTO COVER-HEATER | 3000 | PLA-MOR CONSTRUCTION CORPORATION | PO BOX 295 | MECHANICSVILLE | VA | 23111 | BANDY ELECTRICAL | 3800 SKIVERS LN. | QUINTON | VA | 23141
ELV2021-02224 | 773-740-5180 | 2226 LIBBIE LAKE WEST ST | 2021-11-03 | Issued | Commercial | Elevator Permit | Installation - New | Install one private residential elevator in a single family dwelling | 20992.03 | GUMENICK HOME BUILDING LLC | 4901 LIBBIE MILL EAST BLVD | HENRICO | VA | 23230 | RESIDENTIAL ELEVATORS, LLC | 2910 KERRY FOREST PKWY | TALLAHASSEE | FL | 32309
ELV2021-02225 | 773-740-5180 | 2230 LIBBIE LAKE WEST ST | 2021-11-03 | Issued | Commercial | Elevator Permit | Installation - New | Install one private residential elevator in a single family dwelling. | 20992.03 | GUMENICK HOME BUILDING LLC | 4901 LIBBIE MILL EAST BLVD | HENRICO | VA | 23230 | RESIDENTIAL ELEVATORS, LLC | 2910 KERRY FOREST PKWY | TALLAHASSEE | FL | 32309
ELV2021-02226 | 731-764-8575 | 373 BRAMBER WALK Unit: B | 2021-11-17 | Issued | Commercial | Elevator Permit | Installation - New | Install one private residential elevator in a single family dwelling | 23950.02 | EAGLE COMMERCIAL CONSTRUCTION | 2250 OLD BRICK RD | GLEN ALLEN | VA | 23060 | RESIDENTIAL ELEVATORS, LLC | 2910 KERRY FOREST PKWY | TALLAHASSEE | FL | 32309
ELV2021-02227 | 731-764-8575 | 371 BRAMBER WALK Unit: B | 2021-11-17 | Issued | Commercial | Elevator Permit | Installation - New | Install one private residential elevator in a single family dwelling | 23950.02 | EAGLE COMMERCIAL CONSTRUCTION | 2250 OLD BRICK RD | GLEN ALLEN | VA | 23060 | RESIDENTIAL ELEVATORS, LLC | 2910 KERRY FOREST PKWY | TALLAHASSEE | FL | 32309
FIR2021-00335 | 796-745-8505 | 5901 RICHMOND HENRICO TPKE | 2021-11-18 | Issued | Commercial | Fire Protection Permit | Fire Supression System | (2) 360,000 water storage tanks w/diesel fire pumps, standpipes in (9) stairs, 8" interior fire loop, process ground level w/sort mezz platform, levels 2-5, equipment platforms, ofices/break rooms/restrooms, MDF pre-action | 6500 | CLARK CONSTRUCTION GROUP LLC | 7500 OLD GEORGETOWN RD | BETHESDA | MD | 20814 | SHAMBAUGH & SON LP | 7614 OPPORTUNITY DRIVE | FORT WAYNE | IN | 46825
FIR2021-00505 | 815-705-2789 | 6002 S LABURNUM AVE | 2021-11-19 | Issued | Commercial | Fire Protection Permit | Sprinkler System | VSC to replace diesel fire pump No. 1 ahe electric fire pump | 136000 | - | - | - | - | - | VSC FIRE & SECURITY | 10343-A KINGS ACRES RD | ASHLAND | VA | 23005
FIR2021-00627 | 750-755-0814 | 10210 THREE CHOPT RD | 2021-11-04 | Issued | Commercial | Fire Protection Permit | Sprinkler System | FLSA shall install a new wet sprinkler system per NFPA13, 2013 throughout. | 107175 | EVANS CONSTRUCTION | 1700 OLD WILLIAMSBURG RD | SANDSTON | VA | 23150 | FIRE & LIFE SAFETY AMERICA | 8827 STAPLES MILL RD | RICHMOND | VA | 23228
FIR2021-00629 | 768-758-7024 | 9041 STAPLES MILL RD | 2021-11-09 | Issued | Commercial | Fire Protection Permit | Fire Alarm | Install fire alarm as per plans in existing shell building | 12000 | MILESTONE CONSTRUCTION CO LLC | P O BOX 1175 | GLEN ALLEN | VA | 23060 | EXCEL ELECTRIC | 11482 FOX CROSS RD | ASHLAND | VA | 23005
FIR2021-00630 | 785-760-2751 | 715 MCCORMICK FARM DR Unit: A | 2021-11-08 | Issued | Commercial | Fire Protection Permit | Fire Alarm | Install Fire Alarm | 1500 | STANLEY MARTIN HOMES LLC | DBA SM RICHMOND LLC | RESTON | VA | 20190 | FRANKLIN ELECTRIC COMPANY INC | 111 JULIAD CT | FREDERICKSBURG | VA | 22406
FIR2021-00631 | 765-748-4587 | 2697 ST ELIAS DR | 2021-11-08 | Issued | Commercial | Fire Protection Permit | Fire Alarm | Install Frie Alarm | 1500 | STANLEY MARTIN HOMES LLC | DBA SM RICHMOND LLC | RESTON | VA | 20190 | FRANKLIN ELECTRIC COMPANY INC | 111 JULIAD CT | FREDERICKSBURG | VA | 22406
FIR2021-00632 | 752-744-3373 | 1412 STARLING DR | 2021-11-10 | Issued | Commercial | Fire Protection Permit | Fire Supression System | Installation of UL300 Compliant Protex II Fire Suppression System on Kitchen Hood | 4478.42 | RIVADENEIRA | 11904 SUMNER CT | GLEN ALLEN | VA | 23059 | FIRE PROTECTION EQUIPMENT | 7206 IMPALA DR | HENRICO | VA | 23228
FIR2021-00633 | 796-745-8505 | 5901 RICHMOND HENRICO TPKE | 2021-11-30 | Issued | Commercial | Fire Protection Permit | Fire Alarm | Installation of new fire alarm system in Amazon fulfillment center | 400000 | CLARK CONSTRUCTION GROUP LLC | 7500 OLD GEORGETOWN RD | BETHESDA | MD | 20814 | IES COMMERCIAL INC | 1010 BOWEN PARKWAY | SUFFOLK | VA | 23435
FIR2021-00645 | 748-762-8360 | 4222 COX RD | 2021-11-10 | Issued | Commercial | Fire Protection Permit | Fire Alarm | make alteraions to an existing Sprinkler Monitoring System. We will add notification through out we will mount pull stations at exits on the first floor and top of the stairs on the second floor. Reconnect the elevator recall and existing duct detectors.- Re-Submittal 10/28/2021 Added 9 in-duct smoke detectors to monito fire smoke dampers on 1st floor. | 16813.9 | RGI GENERAL CONTRACTORS INC | 3805 GASKINS RD | HENRICO | VA | 23233 | RICHMOND ALARM CO | 14121 JUSTICE RD | MIDLOTHIAN | VA | 23113
FIR2021-00650 | 732-764-9975 | 12171 W BROAD ST | 2021-11-08 | Issued | Commercial | Fire Protection Permit | Fire Supression System | Install UL300 wet agent fire suppression system in kitchen hood. | 4000 | EAGLE CONSTRUCTION OF VA LLC | 10618 PATTERSON AVE | HENRICO | VA | 23238 | C E BUTNER & SON INC | P O BOX 25598 | RICHMOND | VA | 23260
FIR2021-00652 | 766-746-1868 | 2901 EMERYWOOD PKWY | 2021-11-08 | Issued | Commercial | Fire Protection Permit | Fire Alarm | Installation of Fire Alarm sprinkler monatoring building notification. | 100000 | NORTH SOUTH CONSTRUCTION INC | 7400 WHITEPINE RD | RICHMOND | VA | 23237 | COLONIAL COMMERCIAL ELECTRONICS CO | 832 COURTHOUSE LANDING ROAD | COLONIAL HGTS | VA | 23085
FIR2021-00654 | 783-742-4699 | 1600 WESTBROOK AVE | 2021-11-16 | Issued | Commercial | Fire Protection Permit | Sprinkler System | Add and relocate Sprinklers in Renovation Area. Add New Sprinklers in Addition Area. | 62340 | GILBANE BULDING COMPANY | 3435 W LEIGH STREET | RICHMOND | VA | 23230 | ETEC FIRE PROTECTION | 3205 W MOORE ST | RICHMOND | VA | 23230
FIR2021-00655 | 746-752-4340 | 9900 RIDGEFIELD PKWY | 2021-11-03 | Issued | Commercial | Fire Protection Permit | Sprinkler System | Install sprinkler system for fitness addition | 6830 | ATHENS BUILDING CORP | 1700 BROAD ROCK RD | RICHMOND | VA | 23224 | ETEC FIRE PROTECTION | 3205 W MOORE ST | RICHMOND | VA | 23230
FIR2021-00656 | 744-760-7007 | 121 WELLIE HILL PL Unit: A | 2021-11-02 | Issued | Commercial | Fire Protection Permit | Sprinkler System | Install wet pipe automatic sprinkler system in accordance with NFPA 13R - 11/24/2021 Re-submittal to remove sprinklers from plumbing closet(s) | 9068 | EAGLE COMMERCIAL CONSTRUCTION | 2250 OLD BRICK RD | GLEN ALLEN | VA | 23060 | EAGLE FIRE INC | 7459 WHITE PINE RD | RICHMOND | VA | 23237
FIR2021-00657 | 744-760-7007 | 121 WELLIE HILL PL Unit: B | 2021-11-02 | Issued | Commercial | Fire Protection Permit | Sprinkler System | Install wet pipe automatic sprinkler system in accordance with NFPA 13R- 11/24/2021 Re-submittal to remove sprinklers from plumbing closet(s) | 11390 | EAGLE COMMERCIAL CONSTRUCTION | 2250 OLD BRICK RD | GLEN ALLEN | VA | 23060 | EAGLE FIRE INC | 7459 WHITE PINE RD | RICHMOND | VA | 23237
FIR2021-00658 | 744-760-7007 | 123 WELLIE HILL PL Unit: A | 2021-11-02 | Issued | Commercial | Fire Protection Permit | Sprinkler System | Install wet pipe automatic sprinkler system in accordance with NFPA 13R - 11/24/2021 Re-submittal to remove sprinklers from plumbing closet(s) | 9068 | EAGLE COMMERCIAL CONSTRUCTION | 2250 OLD BRICK RD | GLEN ALLEN | VA | 23060 | EAGLE FIRE INC | 7459 WHITE PINE RD | RICHMOND | VA | 23237
FIR2021-00659 | 744-760-7007 | 123 WELLIE HILL PL Unit: B | 2021-11-02 | Issued | Commercial | Fire Protection Permit | Sprinkler System | Install wet pipe automatic sprinkler system in accordance with NFPA 13R -- 11/24/2021 Re-submittal to remove sprinklers from plumbing closet(s) | 11390 | EAGLE COMMERCIAL CONSTRUCTION | 2250 OLD BRICK RD | GLEN ALLEN | VA | 23060 | EAGLE FIRE INC | 7459 WHITE PINE RD | RICHMOND | VA | 23237
FIR2021-00660 | 744-760-7007 | 125 WELLIE HILL PL Unit: A | 2021-11-02 | Issued | Commercial | Fire Protection Permit | Sprinkler System | Install wet pipe automatic sprinkler system in accordance with NFPA 13R - 11/24/2021 Re-submittal to remove sprinklers from plumbing closet(s) | 9068 | EAGLE COMMERCIAL CONSTRUCTION | 2250 OLD BRICK RD | GLEN ALLEN | VA | 23060 | EAGLE FIRE INC | 7459 WHITE PINE RD | RICHMOND | VA | 23237
FIR2021-00661 | 744-760-7007 | 125 WELLIE HILL PL Unit: B | 2021-11-02 | Issued | Commercial | Fire Protection Permit | Sprinkler System | Install wet pipe automatic sprinkler system in accordance with NFPA 13R - 11/24/2021 Re-submittal to remove sprinklers from plumbing closet(s) | 11390 | EAGLE COMMERCIAL CONSTRUCTION | 2250 OLD BRICK RD | GLEN ALLEN | VA | 23060 | EAGLE FIRE INC | 7459 WHITE PINE RD | RICHMOND | VA | 23237
FIR2021-00662 | 744-760-7007 | 127 WELLIE HILL PL Unit: A | 2021-11-02 | Issued | Commercial | Fire Protection Permit | Sprinkler System | Install wet pipe automatic sprinkler system in accordance with NFPA 13R - 11/24/2021 Re-submittal to remove sprinklers from plumbing closet(s) | 9068 | EAGLE COMMERCIAL CONSTRUCTION | 2250 OLD BRICK RD | GLEN ALLEN | VA | 23060 | EAGLE FIRE INC | 7459 WHITE PINE RD | RICHMOND | VA | 23237
FIR2021-00663 | 744-760-7007 | 127 WELLIE HILL PL Unit: B | 2021-11-02 | Issued | Commercial | Fire Protection Permit | Sprinkler System | Install wet pipe automatic sprinkler system in accordance with NFPA 13R - 11/24/2021 Re-submittal to remove sprinklers from plumbing closet(s) | 11390 | EAGLE COMMERCIAL CONSTRUCTION | 2250 OLD BRICK RD | GLEN ALLEN | VA | 23060 | EAGLE FIRE INC | 7459 WHITE PINE RD | RICHMOND | VA | 23237
FIR2021-00664 | 814-710-9943 | 2490 CHARLES CITY RD | 2021-11-08 | Issued | Commercial | Fire Protection Permit | Sprinkler System | Installation of NFPA 13 wet sprinkler system in remodeled office space and existing shop & garage | 82800 | ET ENVIRONMENTAL CORP | 3424 PEACHTREE RD STE 150 | ATLANTA | GA | 30326 | FIRE SOLUTIONS-CAN SEE FIRE INC | P O BOX 147 | ASHLAND | VA | 23005
FIR2021-00666 | 765-748-4587 | 2741 ACADIA DR | 2021-11-02 | Issued | Commercial | Fire Protection Permit | Sprinkler System | FLSA shall install new sprinkler system per NFPA 13R standards. | 3500 | STANLEY MARTIN HOMES LLC | DBA SM RICHMOND LLC | RESTON | VA | 20190 | FIRE & LIFE SAFETY AMERICA | 8827 STAPLES MILL RD | RICHMOND | VA | 23228
FIR2021-00667 | 765-748-4587 | 2741 ACADIA DR | 2021-11-02 | Issued | Commercial | Fire Protection Permit | Sprinkler System | FLSA shall install new sprinkler system per NFPA 13R standards. | 3500 | STANLEY MARTIN HOMES LLC | DBA SM RICHMOND LLC | RESTON | VA | 20190 | FIRE & LIFE SAFETY AMERICA | 8827 STAPLES MILL RD | RICHMOND | VA | 23228
FIR2021-00668 | 765-748-4587 | 2743 ACADIA DR | 2021-11-02 | Issued | Commercial | Fire Protection Permit | Sprinkler System | FLSA shall install new sprinkler system per NFPA 13R standards. | 3500 | STANLEY MARTIN HOMES LLC | DBA SM RICHMOND LLC | RESTON | VA | 20190 | FIRE & LIFE SAFETY AMERICA | 8827 STAPLES MILL RD | RICHMOND | VA | 23228
FIR2021-00669 | 765-748-4587 | 2743 ACADIA DR | 2021-11-02 | Issued | Commercial | Fire Protection Permit | Sprinkler System | FLSA shall install new sprinkler system per NFPA 13R standards. | 3500 | STANLEY MARTIN HOMES LLC | DBA SM RICHMOND LLC | RESTON | VA | 20190 | FIRE & LIFE SAFETY AMERICA | 8827 STAPLES MILL RD | RICHMOND | VA | 23228
FIR2021-00670 | 765-748-4587 | 2745 ACADIA DR | 2021-11-02 | Issued | Commercial | Fire Protection Permit | Sprinkler System | FLSA shall install new sprinkler system per NFPA 13R standards. | 3500 | STANLEY MARTIN HOMES LLC | DBA SM RICHMOND LLC | RESTON | VA | 20190 | FIRE & LIFE SAFETY AMERICA | 8827 STAPLES MILL RD | RICHMOND | VA | 23228
FIR2021-00671 | 765-748-4587 | 2745 ACADIA DR | 2021-11-02 | Issued | Commercial | Fire Protection Permit | Sprinkler System | FLSA shall install new sprinkler system per NFPA 13R standards. | 3500 | STANLEY MARTIN HOMES LLC | DBA SM RICHMOND LLC | RESTON | VA | 20190 | FIRE & LIFE SAFETY AMERICA | 8827 STAPLES MILL RD | RICHMOND | VA | 23228
FIR2021-00672 | 765-748-4587 | 2747 ACADIA DR | 2021-11-02 | Issued | Commercial | Fire Protection Permit | Sprinkler System | FLSA shall install new sprinkler system per NFPA 13R standards. | 3500 | STANLEY MARTIN HOMES LLC | DBA SM RICHMOND LLC | RESTON | VA | 20190 | FIRE & LIFE SAFETY AMERICA | 8827 STAPLES MILL RD | RICHMOND | VA | 23228
FIR2021-00673 | 765-748-4587 | 2747 ACADIA DR | 2021-11-02 | Issued | Commercial | Fire Protection Permit | Sprinkler System | FLSA shall install new sprinkler system per NFPA 13R standards. | 3500 | STANLEY MARTIN HOMES LLC | DBA SM RICHMOND LLC | RESTON | VA | 20190 | FIRE & LIFE SAFETY AMERICA | 8827 STAPLES MILL RD | RICHMOND | VA | 23228
FIR2021-00674 | 765-748-4587 | 2749 ACADIA DR | 2021-11-02 | Issued | Commercial | Fire Protection Permit | Sprinkler System | FLSA shall install new sprinkler system per NFPA 13R standards. | 3500 | STANLEY MARTIN HOMES LLC | DBA SM RICHMOND LLC | RESTON | VA | 20190 | FIRE & LIFE SAFETY AMERICA | 8827 STAPLES MILL RD | RICHMOND | VA | 23228
FIR2021-00675 | 765-748-4587 | 2749 ACADIA DR | 2021-11-02 | Issued | Commercial | Fire Protection Permit | Sprinkler System | Incoming Phone#: +1918049092151, Callback Phone#: 804-909-2151, Confirmation #: 078121-01-Msg! Corr: IRC FIGURE R507.7.1, Deck beams notched into posts shall be attached with (2) 1/2" diameter through-bolts with nuts and washers or other approved means. ALSO, THE GIRDER ON A 45% ANGLE UNDER THE AREA OF THE HOT TUB HAS NO SUPPORT AT EACH END. Corr: IRC R311.7.5.3, Tread nosing not per code. left side stairs first step down of lower deck. LOWER DECK REQUIRES A NOSING WHERE STAIRS MEET. Corr: IRC R507.1, Deck steps not attached per County detail......10/26/21-ATTACH TOP ENDS OF STAIRS STRINGERS TO FRAMING WITH FRAMING ANCHORS. | 3500 | STANLEY MARTIN HOMES LLC | DBA SM RICHMOND LLC | RESTON | VA | 20190 | FIRE & LIFE SAFETY AMERICA | 8827 STAPLES MILL RD | RICHMOND | VA | 23228
FIR2021-00676 | 797-711-3748 | 5300 OLD MAIN ST | 2021-11-01 | Issued | Commercial | Fire Protection Permit | Sprinkler System | FLSA shall install new sprinkler system per NAPA 13R standards. | 3650 | STANLEY MARTIN HOMES LLC | DBA SM RICHMOND LLC | RESTON | VA | 20190 | FIRE & LIFE SAFETY AMERICA | 8827 STAPLES MILL RD | RICHMOND | VA | 23228
FIR2021-00677 | 797-711-3748 | 5300 OLD MAIN ST | 2021-11-01 | Issued | Commercial | Fire Protection Permit | Sprinkler System | FLSA shall install new sprinkler system per NAPA 13R standards. | 3650 | STANLEY MARTIN HOMES LLC | DBA SM RICHMOND LLC | RESTON | VA | 20190 | FIRE & LIFE SAFETY AMERICA | 8827 STAPLES MILL RD | RICHMOND | VA | 23228
FIR2021-00678 | 797-711-3748 | 5300 OLD MAIN ST | 2021-11-01 | Issued | Commercial | Fire Protection Permit | Sprinkler System | FLSA shall install new sprinkler system per NAPA 13R standards. | 3650 | STANLEY MARTIN HOMES LLC | DBA SM RICHMOND LLC | RESTON | VA | 20190 | FIRE & LIFE SAFETY AMERICA | 8827 STAPLES MILL RD | RICHMOND | VA | 23228
FIR2021-00679 | 797-711-3748 | 5302 OLD MAIN ST | 2021-11-01 | Issued | Commercial | Fire Protection Permit | Sprinkler System | FLSA shall install new sprinkler system per NAPA 13R standards. | 3650 | STANLEY MARTIN HOMES LLC | DBA SM RICHMOND LLC | RESTON | VA | 20190 | FIRE & LIFE SAFETY AMERICA | 8827 STAPLES MILL RD | RICHMOND | VA | 23228
FIR2021-00680 | 797-711-3748 | 5302 OLD MAIN ST | 2021-11-01 | Issued | Commercial | Fire Protection Permit | Sprinkler System | FLSA shall install new sprinkler system per NAPA 13R standards. | 3650 | STANLEY MARTIN HOMES LLC | DBA SM RICHMOND LLC | RESTON | VA | 20190 | FIRE & LIFE SAFETY AMERICA | 8827 STAPLES MILL RD | RICHMOND | VA | 23228
FIR2021-00681 | 797-711-3748 | 5302 OLD MAIN ST | 2021-11-01 | Issued | Commercial | Fire Protection Permit | Sprinkler System | FLSA shall install new sprinkler system per NAPA 13R standards. | 3650 | STANLEY MARTIN HOMES LLC | DBA SM RICHMOND LLC | RESTON | VA | 20190 | FIRE & LIFE SAFETY AMERICA | 8827 STAPLES MILL RD | RICHMOND | VA | 23228
FIR2021-00682 | 797-711-3748 | 5304 OLD MAIN ST | 2021-11-01 | Issued | Commercial | Fire Protection Permit | Sprinkler System | FLSA shall install new sprinkler system per NAPA 13R standards. | 3650 | STANLEY MARTIN HOMES LLC | DBA SM RICHMOND LLC | RESTON | VA | 20190 | FIRE & LIFE SAFETY AMERICA | 8827 STAPLES MILL RD | RICHMOND | VA | 23228
FIR2021-00683 | 797-711-3748 | 5304 OLD MAIN ST | 2021-11-01 | Issued | Commercial | Fire Protection Permit | Sprinkler System | FLSA shall install new sprinkler system per NAPA 13R standards. | 3650 | STANLEY MARTIN HOMES LLC | DBA SM RICHMOND LLC | RESTON | VA | 20190 | FIRE & LIFE SAFETY AMERICA | 8827 STAPLES MILL RD | RICHMOND | VA | 23228
FIR2021-00684 | 797-711-3748 | 5304 OLD MAIN ST | 2021-11-01 | Issued | Commercial | Fire Protection Permit | Sprinkler System | FLSA shall install new sprinkler system per NAPA 13R standards. | 3650 | STANLEY MARTIN HOMES LLC | DBA SM RICHMOND LLC | RESTON | VA | 20190 | FIRE & LIFE SAFETY AMERICA | 8827 STAPLES MILL RD | RICHMOND | VA | 23228
FIR2021-00685 | 797-711-3748 | 5306 OLD MAIN ST | 2021-11-01 | Issued | Commercial | Fire Protection Permit | Sprinkler System | FLSA shall install new sprinkler system per NAPA 13R standards. | 3650 | STANLEY MARTIN HOMES LLC | DBA SM RICHMOND LLC | RESTON | VA | 20190 | FIRE & LIFE SAFETY AMERICA | 8827 STAPLES MILL RD | RICHMOND | VA | 23228
FIR2021-00686 | 797-711-3748 | 5306 OLD MAIN ST | 2021-11-01 | Issued | Commercial | Fire Protection Permit | Sprinkler System | FLSA shall install new sprinkler system per NAPA 13R standards. | 3650 | STANLEY MARTIN HOMES LLC | DBA SM RICHMOND LLC | RESTON | VA | 20190 | FIRE & LIFE SAFETY AMERICA | 8827 STAPLES MILL RD | RICHMOND | VA | 23228
FIR2021-00687 | 797-711-3748 | 5306 OLD MAIN ST | 2021-11-01 | Issued | Commercial | Fire Protection Permit | Sprinkler System | FLSA shall install new sprinkler system per NAPA 13R standards. | 3650 | STANLEY MARTIN HOMES LLC | DBA SM RICHMOND LLC | RESTON | VA | 20190 | FIRE & LIFE SAFETY AMERICA | 8827 STAPLES MILL RD | RICHMOND | VA | 23228
FIR2021-00689 | 742-760-4589.002 | 2200 OLD BRICK RD | 2021-11-02 | Issued | Commercial | Fire Protection Permit | Sprinkler System | Rework existing sprinkler system to properly protect new tenant layout. | 11990 | GILBANE BULDING COMPANY | 3435 W LEIGH STREET | RICHMOND | VA | 23230 | ETEC FIRE PROTECTION | 3205 W MOORE ST | RICHMOND | VA | 23230
FIR2021-00691 | 750-760-8220 | 10184 W BROAD ST | 2021-11-10 | Inspection | Commercial | Fire Protection Permit | Fire Supression System | Install 6 gallon Protex II Fire Suppression System in 20' of UL 710 Commercial Hood. | 3000 | GENESIS SERVICES CORP | 2211 E PARHAM RD | RICHMOND | VA | 23228 | P B & J FIRE PROTECTION INC | 9000 PINEY BRANCH LN | PROVIDENCE FORGE | VA | 23140
FIR2021-00692 | 774-740-5174 | 2363 ROUX ST | 2021-11-05 | Issued | Commercial | Fire Protection Permit | Special Protection Systems | Rework existing sprinkler system to properly protect new tenant layout. | 4880 | EMERALD CONSTRUCTION CO | 2219 DABNEY RD | RICHMOND | VA | 23230 | ETEC FIRE PROTECTION | 3205 W MOORE ST | RICHMOND | VA | 23230
FIR2021-00693 | 815-718-5710 | 4501 S LABURNUM AVE | 2021-11-09 | Issued | Commercial | Fire Protection Permit | Sprinkler System | Add & relocate fire sprinklers on an existing wet pipe system | 8000 | TOM RECTENWALD CONSTRUCTION INC | 110 N JEFFERSON ST | ZELIENOPLE | PA | 16063 | FIRE PROTECTION EQUIPMENT | 7206 IMPALA DR | HENRICO | VA | 23228
FIR2021-00694 | 736-762-7338 | 11845 W BROAD ST | 2021-11-04 | Inspection | Commercial | Fire Protection Permit | Fire Alarm | Replace & install new fire alarm system | 7000 | CONSTRUCTION PARTNERS | 3101 BROWNS MILL RD STE 6 #119 | JOHNSTON CITY | TN | 37604 | FIRE PROTECTION EQUIPMENT | 7206 IMPALA DR | HENRICO | VA | 23228
FIR2021-00695 | 784-768-1805 | 1070 VIRGINIA CENTER PKWY | 2021-11-10 | Issued | Commercial | Fire Protection Permit | Sprinkler System | Adjust heads for tenant fitup | 5600 | THS CONSTRUCTION CO | P O BOX 218 | OILVILLE | VA | 23129 | CAN SEE FIRE T/A FIRE SOLUTIONS | 205 HALEY RD | ASHLAND | VA | 23005
FIR2021-00696 | 813-718-3956 | 4306 S LABURNUM AVE | 2021-11-10 | Finaled | Commercial | Fire Protection Permit | Fire Supression System | 2 Fire Suppression Systems with wet-chemical UL300 for two kitchen hood. | 6800 | JD CONSTRUCTION & PROPERTY MGMT | 8456 LANIER OVERLOOK CT | BRISTOW | VA | 20136 | AK FIRE PROTECTION INC | 4325 STILL MEAOW ROAD | FAIRFAX | VA | 22032
FIR2021-00697 | 753-768-5492 | 4871 COX RD | 2021-11-09 | Issued | Commercial | Fire Protection Permit | Fire Alarm | Rework Fire Alarm for new room layout. | 17000 | VIRTEXCO CORP | 977 NORFOLK SQ | NORFOLK | VA | 23502 | BAGBY ELECTRIC CO OF VA INC | 11194 LEADBETTER RD | ASHLAND | VA | 23005
FIR2021-00699 | 817-709-6124 | 2742 CHARLES CITY RD | 2021-11-19 | Issued | Commercial | Fire Protection Permit | Fire Alarm | Install fire alarm system per plans | 2710 | R W MURRAY CO | 10440 BALLS FORD RD STE 100 | MANASSAS | VA | 20190 | SPARK TRIBBLE ELECTRIC, LLC | 1575 MOUNTAIN ROAD | GLEN ALLEN | VA | 23060
FIR2021-00700 | 773-739-3547 | 5101 LIBBIE LAKE SOUTH ST | 2021-11-17 | Issued | Commercial | Fire Protection Permit | Sprinkler System | FLSA shall install new sprinkler system per NFPA 13R standards. | 3765 | GUMENICK HOME BUILDING LLC | 4901 LIBBIE MILL EAST BLVD | HENRICO | VA | 23230 | FIRE & LIFE SAFETY AMERICA | 8827 STAPLES MILL RD | RICHMOND | VA | 23228
FIR2021-00701 | 773-739-3547 | 5101 LIBBIE LAKE SOUTH ST | 2021-11-17 | Issued | Commercial | Fire Protection Permit | Special Protection Systems | FLSA shall install new sprinkler system per NFPA 13R standards. | 3765 | GUMENICK HOME BUILDING LLC | 4901 LIBBIE MILL EAST BLVD | HENRICO | VA | 23230 | FIRE & LIFE SAFETY AMERICA | 8827 STAPLES MILL RD | RICHMOND | VA | 23228
FIR2021-00702 | 773-739-3547 | 5103 LIBBIE LAKE SOUTH ST | 2021-11-17 | Issued | Commercial | Fire Protection Permit | Sprinkler System | FLSA shall install new sprinkler system per NFPA 13R standards. | 3765 | GUMENICK HOME BUILDING LLC | 4901 LIBBIE MILL EAST BLVD | HENRICO | VA | 23230 | FIRE & LIFE SAFETY AMERICA | 8827 STAPLES MILL RD | RICHMOND | VA | 23228
FIR2021-00703 | 773-739-3547 | 5103 LIBBIE LAKE SOUTH ST | 2021-11-17 | Issued | Commercial | Fire Protection Permit | Sprinkler System | FLSA shall install new sprinkler system per NFPA 13R standards. | 3765 | GUMENICK HOME BUILDING LLC | 4901 LIBBIE MILL EAST BLVD | HENRICO | VA | 23230 | FIRE & LIFE SAFETY AMERICA | 8827 STAPLES MILL RD | RICHMOND | VA | 23228
FIR2021-00704 | 773-739-3547 | 5105 LIBBIE LAKE SOUTH ST | 2021-11-17 | Issued | Commercial | Fire Protection Permit | Sprinkler System | FLSA shall install new sprinkler system per NFPA 13R standards. | 3765 | GUMENICK HOME BUILDING LLC | 4901 LIBBIE MILL EAST BLVD | HENRICO | VA | 23230 | FIRE & LIFE SAFETY AMERICA | 8827 STAPLES MILL RD | RICHMOND | VA | 23228
FIR2021-00705 | 773-739-3547 | 5105 LIBBIE LAKE SOUTH ST | 2021-11-17 | Issued | Commercial | Fire Protection Permit | Sprinkler System | FLSA shall install new sprinkler system per NFPA 13R standards. | 3765 | GUMENICK HOME BUILDING LLC | 4901 LIBBIE MILL EAST BLVD | HENRICO | VA | 23230 | FIRE & LIFE SAFETY AMERICA | 8827 STAPLES MILL RD | RICHMOND | VA | 23228
FIR2021-00706 | 773-739-3547 | 5107 LIBBIE LAKE SOUTH ST | 2021-11-17 | Issued | Commercial | Fire Protection Permit | Sprinkler System | FLSA shall install new sprinkler system per NFPA 13R standards. | 3765 | GUMENICK HOME BUILDING LLC | 4901 LIBBIE MILL EAST BLVD | HENRICO | VA | 23230 | FIRE & LIFE SAFETY AMERICA | 8827 STAPLES MILL RD | RICHMOND | VA | 23228
FIR2021-00707 | 773-739-3547 | 5107 LIBBIE LAKE SOUTH ST | 2021-11-17 | Issued | Commercial | Fire Protection Permit | Sprinkler System | FLSA shall install new sprinkler system per NFPA 13R standards. | 3765 | GUMENICK HOME BUILDING LLC | 4901 LIBBIE MILL EAST BLVD | HENRICO | VA | 23230 | FIRE & LIFE SAFETY AMERICA | 8827 STAPLES MILL RD | RICHMOND | VA | 23228
FIR2021-00708 | 773-739-3547 | 5109 LIBBIE LAKE SOUTH ST | 2021-11-17 | Issued | Commercial | Fire Protection Permit | Sprinkler System | FLSA shall install new sprinkler system per NFPA 13R standards. | 3765 | GUMENICK HOME BUILDING LLC | 4901 LIBBIE MILL EAST BLVD | HENRICO | VA | 23230 | FIRE & LIFE SAFETY AMERICA | 8827 STAPLES MILL RD | RICHMOND | VA | 23228
FIR2021-00709 | 773-739-3547 | 5109 LIBBIE LAKE SOUTH ST | 2021-11-17 | Issued | Commercial | Fire Protection Permit | Sprinkler System | FLSA shall install new sprinkler system per NFPA 13R standards. | 3765 | GUMENICK HOME BUILDING LLC | 4901 LIBBIE MILL EAST BLVD | HENRICO | VA | 23230 | FIRE & LIFE SAFETY AMERICA | 8827 STAPLES MILL RD | RICHMOND | VA | 23228
FIR2021-00710 | 773-739-3547 | 5111 LIBBIE LAKE SOUTH ST | 2021-11-17 | Issued | Commercial | Fire Protection Permit | Sprinkler System | FLSA shall install new sprinkler system per NFPA 13R standards. | 3765 | GUMENICK HOME BUILDING LLC | 4901 LIBBIE MILL EAST BLVD | HENRICO | VA | 23230 | FIRE & LIFE SAFETY AMERICA | 8827 STAPLES MILL RD | RICHMOND | VA | 23228
FIR2021-00711 | 773-739-3547 | 5111 LIBBIE LAKE SOUTH ST | 2021-11-17 | Issued | Commercial | Fire Protection Permit | Sprinkler System | FLSA shall install new sprinkler system per NFPA 13R standards. | 3765 | GUMENICK HOME BUILDING LLC | 4901 LIBBIE MILL EAST BLVD | HENRICO | VA | 23230 | FIRE & LIFE SAFETY AMERICA | 8827 STAPLES MILL RD | RICHMOND | VA | 23228
FIR2021-00712 | 773-739-3547 | 5113 LIBBIE LAKE SOUTH ST | 2021-11-17 | Issued | Commercial | Fire Protection Permit | Sprinkler System | FLSA shall install new sprinkler system per NFPA 13R standards. | 3765 | GUMENICK HOME BUILDING LLC | 4901 LIBBIE MILL EAST BLVD | HENRICO | VA | 23230 | FIRE & LIFE SAFETY AMERICA | 8827 STAPLES MILL RD | RICHMOND | VA | 23228
FIR2021-00713 | 773-739-3547 | 5113 LIBBIE LAKE SOUTH ST | 2021-11-17 | Issued | Commercial | Fire Protection Permit | Sprinkler System | FLSA shall install new sprinkler system per NFPA 13R standards. | 3765 | GUMENICK HOME BUILDING LLC | 4901 LIBBIE MILL EAST BLVD | HENRICO | VA | 23230 | FIRE & LIFE SAFETY AMERICA | 8827 STAPLES MILL RD | RICHMOND | VA | 23228
FIR2021-00714 | 847-703-4371 | 6000 TECHNOLOGY BLVD | 2021-11-22 | Issued | Commercial | Fire Protection Permit | Sprinkler System | Install new double interlock preaction system in corridor outside data hall 211 with riser in room 140 first floor this submittal. | 624000 | HITT CONTRACTING INC | 2900 FAIRVIEW PARK DR | FALLS CHURCH | VA | 22204 | VSC FIRE & SECURITY | 10343-A KINGS ACRES RD | ASHLAND | VA | 23005
FIR2021-00715 | 764-754-1238 | 7721 E PARHAM RD | 2021-11-15 | Issued | Commercial | Fire Protection Permit | Sprinkler System | Rework existing sprinkler system to properly protect new tenant layout. | 5140 | WOODLAND CONSTRUCTION INC | 5008 EVELYN BYRD RD | ASHLAND | VA | 23005 | ETEC FIRE PROTECTION | 3205 W MOORE ST | RICHMOND | VA | 23230
FIR2021-00716 | 749-767-6576 | 4880 SADLER RD | 2021-11-12 | Issued | Commercial | Fire Protection Permit | Sprinkler System | Modify existing Sprinkler for tenant | 1705 | BDN GC SERVICES LLC | 300 ARBORETUM PLACE | RICHMOND | VA | 23236 | ETEC FIRE PROTECTION | 3205 W MOORE ST | RICHMOND | VA | 23230
FIR2021-00719 | 811-723-6565 | 4995 NINE MILE RD | 2021-11-16 | Issued | Commercial | Fire Protection Permit | Sprinkler System | VSC Fire & Security will add and relocate fire sprinkler heads to accommodate the renovation of the Crafty Crab | 10389.6 | HONG | 2069 ARDEN FOREST PL | FLEMING ISLAND | FL | 32003 | VSC FIRE & SECURITY | 10343-A KINGS ACRES RD | ASHLAND | VA | 23005
FIR2021-00720 | 813-725-8764 | 5174 NINE MILE RD | 2021-11-18 | Issued | Commercial | Fire Protection Permit | Sprinkler System | Head relocations & adds as needed to maintain coverage per NFPA-13 | 6275 | SUMMIT GENERAL CONTRACTORS | 605 RELIABILITY CIR | KNOXVILLE | TN | 37932 | A & B FIRE SERVICE | 113 NORTH LANE | BLUEFIELD | VA | 24605
FIR2021-00723 | 819-701-9238 | 953 S AIRPORT RD | 2021-11-19 | Issued | Commercial | Fire Protection Permit | Underground Fire Line/Riser | Install 4050' of 10" Fireline (2) - 10" Building Risers to 1' above finished floor. (9) - Fire Hydrants | 290000 | BECKNELL SERVICES LLC | 4242 SOUTH 1ST AVE | LYONS | IL | 60534 | CASTLE EQUIPMENT CORP | 2000 BELLWOOD RD | RICHMOND | VA | 23237
FIR2021-00724 | 747-763-5508 | 4501 RICHMOND PARK LN | 2021-11-17 | Issued | Commercial | Fire Protection Permit | Underground Fire Line/Riser | In building riser (5'out) Underground Fire Line | 3500 | KBS INC | 8050 KIMWAY DR | HENRICO | VA | 23228 | MID ATLANTIC FIRE PROTECTION INC | 5596 GREENWICH RD | VIRGINIA BEACH | VA | 23462
FIR2021-00725 | 828-718-5378 | 1595 MARY ST | 2021-11-17 | Issued | Commercial | Fire Protection Permit | Fire Alarm | Modification of existing fire alarm system to accomodate new fire pump house sprinkler monitoring additions. | 1500 | 4H CONSTRUCTION CO LLC | 5537 MARSH LIGHT LANE | MOSELEY | VA | 23120 | VSC FIRE & SECURITY INC | 9424-J ATLEE COMMERCE BLVD | ASHLAND | VA | 23005
FIR2021-00726 | 786-744-0266 | 5207 BROOK RD | 2021-11-19 | Issued | Commercial | Fire Protection Permit | Fire Supression System | Installation of UL300 Wet Chemical Fire Suppression System in Kitchen Hood | 5000 | WIMCO CORPORATION | PO BOX 121 | WASHINGTON | NC | 27889 | C E BUTNER & SON INC | P O BOX 25598 | RICHMOND | VA | 23260
FIR2021-00727 | 815-718-5710 | 4501 S LABURNUM AVE | 2021-11-19 | Issued | Commercial | Fire Protection Permit | Fire Supression System | Installation of UL300 Wet Chemical Fire Suppression System in Kitchen Hood | 5000 | TOM RECTENWALD CONSTRUCTION INC | 110 N JEFFERSON ST | ZELIENOPLE | PA | 16063 | C E BUTNER & SON INC | P O BOX 25598 | RICHMOND | VA | 23260
FIR2021-00728 | 811-723-6565 | 4995 NINE MILE RD | 2021-11-18 | Issued | Commercial | Fire Protection Permit | Fire Alarm | Additions to base building fire alarm system for tenant suite 4995 upfit. | 19480 | HONG | 2069 ARDEN FOREST PL | FLEMING ISLAND | FL | 32003 | CARLTON-GRAY SYSTEMS INC | 206 HALEY RD | ASHLAND | VA | 23005
FIR2021-00730 | 767-751-2632 | 4642 WISTAR CREEK DR | 2021-11-23 | Issued | Commercial | Fire Protection Permit | Fire Alarm | Install fire alarm | 1500 | STANLEY MARTIN COMPANIES LLC | 11710 PLAZA AMERICA DR | RESTON | VA | 20190 | FRANKLIN ELECTRIC COMPANY INC | 111 JULIAD CT | FREDERICKSBURG | VA | 22406
MEC2021-02273 | 823-692-3959 | 6930 HAPSBURG LN | 2021-11-01 | Finaled | Residential | Mechanical Permit | Installation - New | Install prefab gas fireplace | 1000 | - | - | - | - | - | HEARTH AND HOME TECHNOLOGIES | 10126 HARRY J PARRISH BLVD | MANASSAS | VA | 20110
MEC2021-02740 | 767-774-5404 | 3900 SHAE PL | 2021-11-04 | Issued | Residential | Mechanical Permit | Installation - New | Install prefab gas fireplace | 1000 | PARAGON CONSTRUCTION COMPANY LLC | 12747 OAK LAKE CT | MIDLOTHIAN | VA | 23112 | HEARTH AND HOME TECHNOLOGIES | 10126 HARRY J PARRISH BLVD | MANASSAS | VA | 20110
MEC2021-02779 | 819-701-9238 | 953 S AIRPORT RD | 2021-11-10 | Issued | Commercial | Mechanical Permit | Installation - New | P/1 RTU's, EFs, DRGs, MAUs and ductwork | 1014950 | BECKNELL SERVICES LLC | 4242 SOUTH 1ST AVE | LYONS | IL | 60534 | DEEM LLC | 6831 E 32ND ST | INDIANAPOLIS | IN | 46226
MEC2021-02800 | 746-733-8291 | 8908 BRIERYLE RD | 2021-11-01 | Issued | Residential | Mechanical Permit | Installation - New | Install prefab gas replace | 1000 | OWNER-TRACEY CHALKLEY | - | - | - | - | HEARTH AND HOME TECHNOLOGIES | 10126 HARRY J PARRISH BLVD | MANASSAS | VA | 20110
MEC2021-02801 | 735-777-1052 | 5759 POUNCEY TRACT RD | 2021-11-01 | Finaled | Residential | Mechanical Permit | Installation - New | Install Prefab gas fireplace | 1000 | THE KITTRELL COMPANY | 6327 MALLORY DR | RICHMOND | VA | 23226 | HEARTH AND HOME TECHNOLOGIES | 10126 HARRY J PARRISH BLVD | MANASSAS | VA | 20110
MEC2021-02802 | 763-756-2350 | 8192 CARRIAGE HOMES DR | 2021-11-01 | Issued | Residential | Mechanical Permit | Installation - New | Install Prefab gas fireplace | 1000 | TOWNHOMES AT PARHAM PLACE, LLC | 1128 INDPENDENCE BLVD | VIRGINIA BEACH | VA | 23455 | HEARTH AND HOME TECHNOLOGIES | 10126 HARRY J PARRISH BLVD | MANASSAS | VA | 20110
MEC2021-02804 | 732-764-9975 | 12171 W BROAD ST | 2021-11-08 | Issued | Commercial | Mechanical Permit | Installation - New | INSTALL TYPE I HOOD SYSTEM | 8500 | EAGLE CONSTRUCTION OF VA LLC | 10618 PATTERSON AVE | HENRICO | VA | 23238 | HOODMASTERS LLC | 6127 CYPRESS TRAIL | GLOUCESTER | VA | 23061
MEC2021-02814 | 734-782-7606 | 12483 DONAHUE RD | 2021-11-01 | Finaled | Residential | Mechanical Permit | Installation - New | Install Prefab gas fireplace | 1000 | BOONE HOMES INC | 62 BROAD STREET RD | MANAKIN SABOT | VA | 23103 | HEARTH AND HOME TECHNOLOGIES | 10126 HARRY J PARRISH BLVD | MANASSAS | VA | 20110
MEC2021-02821 | 747-732-1413 | 8899 RIVER RD | 2021-11-01 | Issued | Residential | Mechanical Permit | Installation - New | Install one Heat Pump with ductwork | 8000 | MONTAGUE | 310 RIVER ROAD WEST | MANAKIN SABOT | VA | 23103 | CLASSIC COMFORT LLC | 1731 DOUTHIT CT | POWHATAN | VA | 23139
MEC2021-02824 | 819-719-0442 | 4530 OAKLEYS LN | 2021-11-18 | Issued | Commercial | Mechanical Permit | Installation - New | Install exhaust fans to remove heat from roduction line | 53989 | HARLAN CONSTRUCTION CO INC | 602 ELM CT | HOPEWELL | VA | 23860 | COLONIAL WEBB CONTRACTORS-(PM) | 2820 ACKLEY AVE | HENRICO | VA | 23228
MEC2021-02828 | 754-744-1970 | 1563 N PARHAM RD | 2021-11-30 | Issued | Commercial | Mechanical Permit | Alteration | Installation of (3) AC units; (39) exhaust fans; GRDS; required ductwork & insulation. | 150000 | BANYAN CONST SERVICES LLC | 35 WHITTINGTON DR STE 100 | BROWNSBURG | IN | 46112 | GREEN AIR INC | 11250 HOPSON RD, STE B | ASHLAND | VA | 23005
MEC2021-02829 | 800-732-5605 | 3008 MECHANICSVILLE TPKE | 2021-11-05 | Issued | Commercial | Mechanical Permit | Alteration | Replace (2) split systems, like for like (not shown on drawings). Upsize one 3-ton system to a 4-ton system and replace all duct. | 68260 | VCU HEALTH SYS AUTHORITY | 3008 MECHANICSVILLE TPKE | RICHMOND | VA | 23223 | ETEC MECHANICAL | 8820 PARK CENTRAL DR | HENRICO | VA | 23227
MEC2021-02830 | 752-744-3373 | 1412 STARLING DR | 2021-11-10 | Issued | Commercial | Mechanical Permit | Alteration | Install Type 1 Hood System | 7250 | RIVADENEIRA | 11904 SUMNER CT | GLEN ALLEN | VA | 23059 | HOODMASTERS LLC | 6127 CYPRESS TRAIL | GLOUCESTER | VA | 23061
MEC2021-02849 | 734-781-8583 | 12476 DONAHUE RD | 2021-11-02 | Finaled | Residential | Mechanical Permit | Installation - New | Install Prefab Gas Fireplace | 1000 | BOONE HOMES INC | 62 BROAD STREET RD | MANAKIN SABOT | VA | 23103 | HEARTH AND HOME TECHNOLOGIES | 10126 HARRY J PARRISH BLVD | MANASSAS | VA | 20110
MEC2021-02850 | 773-740-5180 | 2240 LIBBIE LAKE WEST ST | 2021-11-01 | Issued | Commercial | Mechanical Permit | Installation - New | Gas Furnace w/3 Ton AC | 12100 | - | - | - | - | - | PREMIER HEATING & COOLING INC | 8445 ELLERSON DRIVE | MIDLOTHIAN | VA | 23111
MEC2021-02851 | 773-740-5180 | 2240 LIBBIE LAKE WEST ST | 2021-11-01 | Issued | Commercial | Mechanical Permit | Installation - New | Gas Furnace w/4 Ton AC | 13000 | GUMENICK HOME BUILDING LLC | 4901 LIBBIE MILL EAST BLVD | HENRICO | VA | 23230 | PREMIER HEATING & COOLING INC | 8445 ELLERSON DRIVE | MIDLOTHIAN | VA | 23111
MEC2021-02852 | 773-740-5180 | 2242 LIBBIE LAKE WEST ST | 2021-11-01 | Issued | Commercial | Mechanical Permit | Installation - New | Gas Furn w/3 Ton AC | 12100 | GUMENICK HOME BUILDING LLC | 4901 LIBBIE MILL EAST BLVD | HENRICO | VA | 23230 | PREMIER HEATING & COOLING INC | 8445 ELLERSON DRIVE | MIDLOTHIAN | VA | 23111
MEC2021-02853 | 773-740-5180 | 2242 LIBBIE LAKE WEST ST | 2021-11-01 | Issued | Commercial | Mechanical Permit | Installation - New | Gas Furn w/4 Ton AC | 13000 | GUMENICK HOME BUILDING LLC | 4901 LIBBIE MILL EAST BLVD | HENRICO | VA | 23230 | PREMIER HEATING & COOLING INC | 8445 ELLERSON DRIVE | MIDLOTHIAN | VA | 23111
MEC2021-02854 | 773-740-5180 | 2244 LIBBIE LAKE WEST ST | 2021-11-01 | Issued | Commercial | Mechanical Permit | Installation - New | Gas Furn w/3 Ton AC | 12100 | GUMENICK HOME BUILDING LLC | 4901 LIBBIE MILL EAST BLVD | HENRICO | VA | 23230 | PREMIER HEATING & COOLING INC | 8445 ELLERSON DRIVE | MIDLOTHIAN | VA | 23111
MEC2021-02855 | 773-740-5180 | 2244 LIBBIE LAKE WEST ST | 2021-11-01 | Issued | Commercial | Mechanical Permit | Installation - New | Gas Furn w/4 Ton AC | 13000 | GUMENICK HOME BUILDING LLC | 4901 LIBBIE MILL EAST BLVD | HENRICO | VA | 23230 | PREMIER HEATING & COOLING INC | 8445 ELLERSON DRIVE | MIDLOTHIAN | VA | 23111
MEC2021-02856 | 773-740-5180 | 2246 LIBBIE LAKE WEST ST | 2021-11-01 | Issued | Commercial | Mechanical Permit | Installation - New | Gas Furn w/3 Ton AC | 12100 | GUMENICK HOME BUILDING LLC | 4901 LIBBIE MILL EAST BLVD | HENRICO | VA | 23230 | PREMIER HEATING & COOLING INC | 8445 ELLERSON DRIVE | MIDLOTHIAN | VA | 23111
MEC2021-02857 | 773-740-5180 | 2246 LIBBIE LAKE WEST ST | 2021-11-01 | Issued | Commercial | Mechanical Permit | Installation - New | Gas Furn w/4 Ton AC | 13000 | GUMENICK HOME BUILDING LLC | 4901 LIBBIE MILL EAST BLVD | HENRICO | VA | 23230 | PREMIER HEATING & COOLING INC | 8445 ELLERSON DRIVE | MIDLOTHIAN | VA | 23111
MEC2021-02858 | 773-740-5180 | 2248 LIBBIE LAKE WEST ST | 2021-11-01 | Issued | Commercial | Mechanical Permit | Installation - New | Gas Furn w/3 Ton AC | 12100 | GUMENICK HOME BUILDING LLC | 4901 LIBBIE MILL EAST BLVD | HENRICO | VA | 23230 | PREMIER HEATING & COOLING INC | 8445 ELLERSON DRIVE | MIDLOTHIAN | VA | 23111
MEC2021-02859 | 773-740-5180 | 2248 LIBBIE LAKE WEST ST | 2021-11-01 | Issued | Commercial | Mechanical Permit | Installation - New | Gas Furn w/4 Ton AC | 13000 | GUMENICK HOME BUILDING LLC | 4901 LIBBIE MILL EAST BLVD | HENRICO | VA | 23230 | PREMIER HEATING & COOLING INC | 8445 ELLERSON DRIVE | MIDLOTHIAN | VA | 23111
MEC2021-02860 | 773-740-5180 | 2250 LIBBIE LAKE WEST ST | 2021-11-01 | Issued | Commercial | Mechanical Permit | Installation - New | Gas Furn w/3 Ton AC | 12100 | GUMENICK HOME BUILDING LLC | 4901 LIBBIE MILL EAST BLVD | HENRICO | VA | 23230 | PREMIER HEATING & COOLING INC | 8445 ELLERSON DRIVE | MIDLOTHIAN | VA | 23111
MEC2021-02861 | 773-740-5180 | 2250 LIBBIE LAKE WEST ST | 2021-11-01 | Issued | Commercial | Mechanical Permit | Installation - New | Gas Furn w/4 Ton AC | 13000 | GUMENICK HOME BUILDING LLC | 4901 LIBBIE MILL EAST BLVD | HENRICO | VA | 23230 | PREMIER HEATING & COOLING INC | 8445 ELLERSON DRIVE | MIDLOTHIAN | VA | 23111
MEC2021-02863 | 797-712-6941 | 5101 OLD MAIN ST | 2021-11-12 | Issued | Commercial | Mechanical Permit | Alteration | Provide & install ducted mini splits with air handlers, line sets, condensate drains, control wiring & thermostats, metal duct, exhaust fans, supply & return GRD's, ventless range hoods. | 131908 | DOMINION CONSTRUCTION PARTNERS | 4198 COX RD, STE 107 | GLEN ALLEN | VA | 23060 | MECHANICAL SOLUTIONS LLC | 2423 GRENOBLE RD | RICHMOND | VA | 23294
MEC2021-02864 | 786-751-1921 | 5608 NOBLE AVE | 2021-11-01 | Issued | Residential | Mechanical Permit | Installation - New | Installing 1 Heat Pump & Ductwork | 5525 | LIBERTY HOMES VA INC-2705170573 A | 8249 CROWN COLONY PKWY | MECHANICSVILLE | VA | 23116 | AUTOMATED AIR SYSTEMS INC | 1723 RHOADMILLER ST | RICHMOND | VA | 23220
MEC2021-02865 | 786-751-3809 | 5601 NOBLE AVE | 2021-11-01 | Issued | Residential | Mechanical Permit | Installation - New | Installing 1 Heat Pump & Ductwork | 4770 | LIBERTY HOMES VA INC-2705170573 A | 8249 CROWN COLONY PKWY | MECHANICSVILLE | VA | 23116 | AUTOMATED AIR SYSTEMS INC | 1723 RHOADMILLER ST | RICHMOND | VA | 23220
MEC2021-02866 | 740-752-9011 | 2324 PUMP RD | 2021-11-16 | Issued | Commercial | Mechanical Permit | Installation - New | Provide & install (2) Gas Rooftop units, (6) split heat pumps with controld, (7) exhaust fans, (6) wall heaters to include ductwork, grilles and piping. | 139180 | CENTURY CONSTRUCTION CO INC | 7416 FOREST HILL AVE | RICHMOND | VA | 23225 | JAMES RIVER AIR COND | 1905 WESTMORELAND ST | RICHMOND | VA | 23230
MEC2021-02867 | 751-766-5802 | 10828 PEPPERBUSH CT | 2021-11-01 | Inspection | Residential | Mechanical Permit | Installation - New | install 1 ton mini split system | 2700 | - | - | - | - | - | OWNER | - | - | - | -
MEC2021-02868 | 746-768-7985 | 609 ARBOR PRESS CT | 2021-11-02 | Issued | Residential | Mechanical Permit | Installation - New | GAS FURNACE AND AC + DUCTWORK INSTALL | 18955 | LEGAULT HOMES LLC | 11520 NUCKOLS RD | GLEN ALLEN | VA | 23059 | RIVER CITY HEATING & AIR INC | 6404 MALLORY DR | RICHMOND | VA | 23226
MEC2021-02869 | 755-731-8466 | 8204 KIMBERSHELL PL | 2021-11-05 | Issued | Residential | Mechanical Permit | Installation - New | Install prefab gas logs | 1000 | LANCASTER CUSTOM BUILDER | P.O. BOX 18372 | RICHMOND | VA | 23226 | HEARTH AND HOME TECHNOLOGIES | 10126 HARRY J PARRISH BLVD | MANASSAS | VA | 20110
MEC2021-02870 | 762-740-9594 | 7240 PATTERSON AVE | 2021-11-02 | Issued | Commercial | Mechanical Permit | Installation - New | Rooftop Units and duct drops for shell as shown on the plans. | 110386 | COMMONWEALTH CONSTRUCTION MANG | 7110 FOREST AVE | RICHMOND | VA | 23226 | HOWELLS HEATING & AC | PO BOX 2048 | ASHLAND | VA | 23005
MEC2021-02871 | 794-738-1208 | 345 CRAWFORD ST | 2021-11-02 | Issued | Residential | Mechanical Permit | Installation - New | Install 2 1/2 Ton HP with all ducts, dryer venting. | 4900 | OWNER-EDDIE DOOLEY CAVA CAPITAL | - | - | - | - | OLD MILL MECHANICAL INC | P O BOX 328 | PROVIDENCE FORGE | VA | 23140
MEC2021-02872 | 735-781-1255 | 6769 AIDAN CT | 2021-11-05 | Finaled | Residential | Mechanical Permit | Installation - New | Install Prefab Gas Fireplace | 1000 | BOONE HOMES INC | 62 BROAD STREET RD | MANAKIN SABOT | VA | 23103 | HEARTH AND HOME TECHNOLOGIES | 10126 HARRY J PARRISH BLVD | MANASSAS | VA | 20110
MEC2021-02873 | 763-740-3183 | 7113 THREE CHOPT RD | 2021-11-03 | Finaled | Commercial | Mechanical Permit | Alteration | Install 2 ductless Mini Split heat pumps, replace existing supply and return grilles in drop ceiling. Insulated duct where necesary. | 10000 | MIKE ZACHARIAS CORPORATION | 321 MONATH RD | N CHESTERFIELD | VA | 23236 | AIR ENERGY SOLUTIONS | 11010 TRADE RD | RICHMOND | VA | -
MEC2021-02874 | 764-754-1238 | 7721 E PARHAM RD | 2021-11-03 | Issued | Commercial | Mechanical Permit | Alteration | Install 140' ductwork, (8) vav boxes, controls and (50) grilles. | 25476 | WOODLAND CONSTRUCTION INC | 5008 EVELYN BYRD RD | ASHLAND | VA | 23005 | JAMES RIVER AIR COND | 1905 WESTMORELAND ST | RICHMOND | VA | 23230
MEC2021-02875 | 784-768-1805 | 1070 VIRGINIA CENTER PKWY | 2021-11-05 | Issued | Commercial | Mechanical Permit | Alteration | Install one new RTU & associated ductwork. Modify ductwork on existing RTU, Install bathroom exhaust. | 30900 | THS CONSTRUCTION CO | P O BOX 218 | OILVILLE | VA | 23129 | CULLEY MECHANICAL INC | 10988 RICHARDSON RD | ASHLAND | VA | 23005
MEC2021-02876 | 746-769-9569 | 5048 PARKLAND DR | 2021-11-05 | Finaled | Residential | Mechanical Permit | Installation - New | Install prefab gas fireplace | 1000 | - | - | - | - | - | HEARTH AND HOME TECHNOLOGIES | 10126 HARRY J PARRISH BLVD | MANASSAS | VA | 20110
MEC2021-02877 | 781-774-3358 | 6069 RIVERMERE LN | 2021-11-05 | Issued | Residential | Mechanical Permit | Installation - New | Install 2 prefab gas fireplaces | 1000 | LEGAULT HOMES LLC | 11520 NUCKOLS RD | GLEN ALLEN | VA | 23059 | HEARTH AND HOME TECHNOLOGIES | 10126 HARRY J PARRISH BLVD | MANASSAS | VA | 20110
MEC2021-02878 | 823-693-8503 | 7041 HAPSBURG CT | 2021-11-05 | Finaled | Residential | Mechanical Permit | Installation - New | Install prefab gas fireplace | 1000 | BOYD CORPORATION | 544 NEWTOWN RD | VIRGINIA BEACH | VA | 23462 | HEARTH AND HOME TECHNOLOGIES | 10126 HARRY J PARRISH BLVD | MANASSAS | VA | 20110
MEC2021-02879 | 743-737-7743 | 108 CARTERWOOD PL | 2021-11-04 | Issued | Residential | Mechanical Permit | Installation - New | Installing 3 zone HVAC Systems | 15000 | BIRINGER BUILDERS INC | 1260 SYCAMORE SQUARE | MIDLOTHIAN | VA | 23112 | IDEAL ELECTRICAL SOLUTIONS | 3500 WYNTREBROOKE DRIVE | N CHESTERFIELD | VA | 23235
MEC2021-02880 | 734-781-8399 | 12479 DONAHUE RD | 2021-11-05 | Finaled | Residential | Mechanical Permit | Installation - New | Install Prefab Gas Fireplace | 1000 | GENERAL CONSTRUCTION SERVICES | 11200 BEAVER PL | NEW KENT | VA | 23124 | HEARTH AND HOME TECHNOLOGIES | 10126 HARRY J PARRISH BLVD | MANASSAS | VA | 20110
MEC2021-02881 | 766-746-1868 | 2901 EMERYWOOD PKWY | 2021-11-09 | Issued | Commercial | Mechanical Permit | Installation - New | HVAC equipment and duct as shown on the plans. | 890000 | NORTH SOUTH CONSTRUCTION INC | 7400 WHITEPINE RD | RICHMOND | VA | 23237 | HOWELLS HEATING & AC | PO BOX 2048 | ASHLAND | VA | 23005
MEC2021-02882 | 733-776-5377 | 12336 HAYBROOK LN | 2021-11-05 | Issued | Residential | Mechanical Permit | Installation - New | Installation of HVAC System and duct work | 22494.6 | PERKINSON HOMES, INC | 15919 ALSDELL RD | MIDLOTHIAN | VA | 23112 | AIR FLOW HEATING & COOL LLC | 554-A SOUTHLAKE BLVD | NORTH CHESTERFIELD | VA | 23236
MEC2021-02883 | 860-701-4350 | 6709 SALTWOOD CT | 2021-11-05 | Issued | Residential | Mechanical Permit | Installation - New | Install two 2-ton heat pump systems with duct work and bathroom exhaust | 18350 | PROFESSIONAL RESTORATION SERVICES | 4965 COX RD | GLEN ALLEN | VA | 23060 | BATTLEFIELD HEATING & AC | 1777 MILL RD | HENRICO | VA | 23231
MEC2021-02884 | 767-750-6186 | 8001 WISTAR GLEN DR | 2021-11-10 | Issued | Residential | Mechanical Permit | Installation - New | Installation of HVAC equipment and ductwork | 6000 | RYAN HOMES | 7501 BOULDERS VIEW DRIVE | RICHMOND | VA | 23225 | SUPERIOR PLUMBING HEATING & AIR INC | 2809 ACKLEY AVE | RICHMOND | VA | 23228
MEC2021-02885 | 767-750-6189 | 8003 WISTAR GLEN DR | 2021-11-10 | Issued | Residential | Mechanical Permit | Installation - New | Installation of HVAC equipment and ductwork | 6000 | RYAN HOMES | 7501 BOULDERS VIEW DRIVE | RICHMOND | VA | 23225 | SUPERIOR PLUMBING HEATING & AIR INC | 2809 ACKLEY AVE | RICHMOND | VA | 23228
MEC2021-02886 | 767-750-6292 | 8005 WISTAR GLEN DR | 2021-11-10 | Issued | Residential | Mechanical Permit | Installation - New | Installation of HVAC equipment and ductwork | 6000 | RYAN HOMES | 7501 BOULDERS VIEW DRIVE | RICHMOND | VA | 23225 | SUPERIOR PLUMBING HEATING & AIR INC | 2809 ACKLEY AVE | RICHMOND | VA | 23228
MEC2021-02887 | 767-750-6295 | 8007 WISTAR GLEN DR | 2021-11-10 | Issued | Residential | Mechanical Permit | Installation - New | Installation of HVAC equipment and ductwork | 6000 | RYAN HOMES | 7501 BOULDERS VIEW DRIVE | RICHMOND | VA | 23225 | SUPERIOR PLUMBING HEATING & AIR INC | 2809 ACKLEY AVE | RICHMOND | VA | 23228
MEC2021-02888 | 741-769-8756 | 11817 AUTUMNWOOD CT | 2021-11-08 | Inspection | Residential | Mechanical Permit | Alteration | Ran ductwork to the extension of the house. | 2000 | TURNER | 198 SPAINVILLE RD | BLACKSTONE | VA | 23824 | FREEZONE HEATING AND COOLING | 6802 ATMORE DR | RICHMOND | VA | 23225
MEC2021-02889 | 752-735-6126 | 307 RUNNING CEDAR LN | 2021-11-09 | Finaled | Residential | Mechanical Permit | Gas Piping | Install Direct Vent Fireplace & Gas Piping | 1000 | OCC GROUP | 7840 FOREST HILL AVE | RICHMOND | VA | 23225 | RLH PLUMBING SERVICE LLC | P.O. BOX 35355 | N CHESTERFIELD | VA | 23235
MEC2021-02890 | 744-760-7007 | 1708 OLD BRICK RD Unit: B | 2021-11-12 | Issued | Commercial | Mechanical Permit | Installation - New | Install prefab gas fireplace | 1000 | EAGLE COMMERCIAL CONSTRUCTION | 2250 OLD BRICK RD | GLEN ALLEN | VA | 23060 | HEARTH AND HOME TECHNOLOGIES | 10126 HARRY J PARRISH BLVD | MANASSAS | VA | 20110
MEC2021-02891 | 811-700-3538 | 6821 HOMINY CT | 2021-11-10 | Finaled | Residential | Mechanical Permit | Installation - New | Install prefab gas fireplace | 1000 | RYAN HOMES | 7501 BOULDERS VIEW DRIVE | RICHMOND | VA | 23225 | HEARTH AND HOME TECHNOLOGIES | 10126 HARRY J PARRISH BLVD | MANASSAS | VA | 20110
MEC2021-02892 | 744-760-7007 | 1706 OLD BRICK RD Unit: B | 2021-11-12 | Issued | Commercial | Mechanical Permit | Installation - New | Install prefab gas fireplace | 1000 | EAGLE COMMERCIAL CONSTRUCTION | 2250 OLD BRICK RD | GLEN ALLEN | VA | 23060 | HEARTH AND HOME TECHNOLOGIES | 10126 HARRY J PARRISH BLVD | MANASSAS | VA | 20110
MEC2021-02893 | 744-760-7007 | 1704 OLD BRICK RD Unit: B | 2021-11-12 | Issued | Commercial | Mechanical Permit | Installation - New | Install prefab gas fireplace | 1000 | EAGLE COMMERCIAL CONSTRUCTION | 2250 OLD BRICK RD | GLEN ALLEN | VA | 23060 | HEARTH AND HOME TECHNOLOGIES | 10126 HARRY J PARRISH BLVD | MANASSAS | VA | 20110
MEC2021-02894 | 824-692-3556 | 6972 SIR GALAHAD RD | 2021-11-10 | Finaled | Residential | Mechanical Permit | Installation - New | Install Prefab Gas Fireplace | 1000 | BOYD CORPORATION | 544 NEWTOWN RD | VIRGINIA BEACH | VA | 23462 | HEARTH AND HOME TECHNOLOGIES | 10126 HARRY J PARRISH BLVD | MANASSAS | VA | 20110
MEC2021-02895 | 811-700-4269 | 6808 HOMINY CT | 2021-11-12 | Issued | Residential | Mechanical Permit | Installation - New | Install New HVAC System | 9500 | EASTWOOD HOMES OF RICHMOND LLC | 10800 MIDLOTHIAN TURNPIKE | RICHMOND | VA | 23235 | AIRMATE | 803 E NINEMILE RD | HENRICO | VA | 23075
MEC2021-02896 | 745-735-3535 | 9022 NORWICK RD | 2021-11-12 | Issued | Residential | Mechanical Permit | Alteration | Relocate supply registers and add (1) supply register to new kitchen and vent kitchen hood | 1800 | LANCASTER CUSTOM BUILDER | P.O. BOX 18372 | RICHMOND | VA | 23226 | CLASSIC COMFORT LLC | 1731 DOUTHIT CT | POWHATAN | VA | 23139
MEC2021-02897 | 782-747-5428 | 6014 CLUB RD | 2021-11-12 | Inspection | Residential | Mechanical Permit | Replacement | replacing HVAC to a new system | 4500 | - | - | - | - | - | - | - | - | - | -
MEC2021-02898 | 786-744-0266 | 5207 BROOK RD | 2021-11-15 | Inspection | Commercial | Mechanical Permit | Installation - New | Installation of (3) RTUs;(1) Electric unit heater, (1) exhaust fan; installation of kitchen hood equip; GRDs; associated ductwork & insulation | 133000 | WIMCO CORPORATION | PO BOX 121 | WASHINGTON | NC | 27889 | GREEN AIR INC | 11250 HOPSON RD, STE B | ASHLAND | VA | 23005
MEC2021-02899 | 742-736-1649 | 9700 CRAGMONT DR | 2021-11-15 | Issued | Residential | Mechanical Permit | Installation - New | Install prefab NG direct vent fireplace | 1000 | LANCASTER CUSTOM BUILDER | P.O. BOX 18372 | RICHMOND | VA | 23226 | HEARTH AND HOME TECHNOLOGIES | 10126 HARRY J PARRISH BLVD | MANASSAS | VA | 20110
MEC2021-02900 | 762-739-2010 | 905 RIDGE TOP RD | 2021-11-15 | Issued | Residential | Mechanical Permit | Installation - New | Install prefab LP direct vent fireplace | 1000 | RIDGE HOMES LLC | 5319 WYTHE AVE | HENRICO | VA | 23226 | HEARTH AND HOME TECHNOLOGIES | 10126 HARRY J PARRISH BLVD | MANASSAS | VA | 20110
MEC2021-02901 | 737-751-0067 | 2238 JOHN ROLFE PKWY Unit: 11 | 2021-11-24 | Issued | Commercial | Mechanical Permit | Installation - New | Install walkin cooler/freezer | 3500 | B & L CONSTRUCTION INC | 390 BROSVILLE INDUSTRIAL RD | DANVILLE | VA | 24541 | ISLAND REFRIGERATION & MECHANICAL | 1008 BEVERIDGE | RICHMOND | VA | 23226
MEC2021-02902 | 732-764-9975 | 12171 W BROAD ST | 2021-11-23 | Issued | Commercial | Mechanical Permit | Installation - New | Installation of refrigeration equpment for walkin cooler/freezer | 2500 | EAGLE CONSTRUCTION OF VA LLC | 10618 PATTERSON AVE | HENRICO | VA | 23238 | ISLAND REFRIGERATION & MECHANICAL | 1008 BEVERIDGE | RICHMOND | VA | 23226
MEC2021-02903 | 780-748-2743 | 6100 HERMITAGE RD | 2021-11-15 | Issued | Residential | Mechanical Permit | Installation - New | installing new HVAC in the house. | 10000 | TOP NOTCH MASONRY | 9470 OSBORNE TPKE | RICHMOND | VA | 23231 | - | - | - | - | -
MEC2021-02904 | 824-693-3720 | 7005 SIR GALAHAD RD | 2021-11-15 | Finaled | Residential | Mechanical Permit | Installation - New | Install prefab NG direct vent fireplace | 1000 | BOYD CORPORATION | 544 NEWTOWN RD | VIRGINIA BEACH | VA | 23462 | HEARTH AND HOME TECHNOLOGIES | 10126 HARRY J PARRISH BLVD | MANASSAS | VA | 20110
MEC2021-02905 | 811-700-3662 | 6812 HOMINY CT | 2021-11-15 | Issued | Residential | Mechanical Permit | Installation - New | Install New HVAC System | 8500 | EASTWOOD HOMES OF RICHMOND LLC | 10800 MIDLOTHIAN TURNPIKE | RICHMOND | VA | 23235 | AIRMATE | 803 E NINEMILE RD | HENRICO | VA | 23075
MEC2021-02906 | 762-746-9310 | 1800 BAYBERRY CT | 2021-11-29 | Issued | Commercial | Mechanical Permit | Alteration | Relocate thermostats, Ductwork, Relocate & add Diffusers, install (3) VAV's | 59820 | DEPOMPEO BUILDING COMPANY LLC | 77 RIVER BEND LANE | KING WILLIAM | VA | 23036 | MECHANICAL SOLUTIONS LLC | 2423 GRENOBLE RD | RICHMOND | VA | 23294
MEC2021-02907 | 778-747-9761 | 2609 KENWOOD AVE | 2021-11-16 | Issued | Residential | Mechanical Permit | Installation - New | installation of new heat pump and duct work to go with it. | 9930 | THE KITTRELL COMPANY | 6327 MALLORY DR | RICHMOND | VA | 23226 | RIVER CITY HEATING & AIR INC | 6404 MALLORY DR | RICHMOND | VA | 23226
MEC2021-02908 | 740-744-0416 | 1503 HARBOROUGH RD | 2021-11-16 | Issued | Residential | Mechanical Permit | Installation - New | Installing a new mini split HVAC unit in a garage being closed in, and exhaust fan ductwork | 3500 | BETHLEHEM CONSTRUCTION CO INC | 2501 LIBERTY HILL RD | POWHATAN | VA | 23139 | JOE TAYLOR | 8703 LONEPINE RD | HENRICO | VA | 23194
MEC2021-02909 | 741-770-9318 | 5000 SHADY GROVE RD | 2021-11-23 | Issued | Commercial | Mechanical Permit | Installation - New | Install HVAC system | 114000 | - | - | - | - | - | ECLAT CONSTRUCTION & DEVELOPMENT | P O BOX 12082 | RICHMOND | VA | 23220
MEC2021-02910 | 773-736-2198 | 1601 WILLOW LAWN DR | 2021-11-17 | Inspection | Commercial | Mechanical Permit | Alteration | Move two cases | 16500 | MW CONSTRUCTION | 2578 STONEY BATTERY RD | TROUTVILLE | VA | 24175 | RIVER CITY REFRIGERATION | 24101 ST JAMES RD | JETERSVILLE | VA | 23083
MEC2021-02911 | 831-714-1765 | 11 HANOVER AVE | 2021-11-17 | Issued | Residential | Mechanical Permit | Installation - New | Installing 1 Heat Pump & Ductwork | 4515 | LIBERTY HOMES VA INC-2705170573 A | 8249 CROWN COLONY PKWY | MECHANICSVILLE | VA | 23116 | AUTOMATED AIR SYSTEMS INC | 1723 RHOADMILLER ST | RICHMOND | VA | 23220
MEC2021-02912 | 763-756-3351 | 8198 CARRIAGE HOMES DR | 2021-11-17 | Issued | Residential | Mechanical Permit | Installation - New | Installing 1 Heat Pump & Ductwork | 6070 | TOWNHOMES AT PARHAM PLACE, LLC | 1128 INDPENDENCE BLVD | VIRGINIA BEACH | VA | 23455 | AUTOMATED AIR SYSTEMS INC | 1723 RHOADMILLER ST | RICHMOND | VA | 23220
MEC2021-02913 | 780-774-9061 | 10851 HARVEST MILL PL | 2021-11-17 | Issued | Residential | Mechanical Permit | Installation - New | 1st floor: Gas Furn w/3 Ton AC, 2nd floor : 3 Ton HP | 15690 | LIFESTYLE HOME BUILDERS | 4561 LIFESTYLE LANE | MIDLOTHIAN | VA | 23112 | PREMIER HEATING & COOLING INC | 8445 ELLERSON DRIVE | MIDLOTHIAN | VA | 23111
MEC2021-02914 | 810-732-3726 | 3905 ROSEMALLOW PL | 2021-11-17 | Issued | Residential | Mechanical Permit | Installation - New | set 120 gal tank and run the line | 300 | RYAN HOMES | 7501 BOULDERS VIEW DRIVE | RICHMOND | VA | 23225 | SUBURBAN PROPANE | 12801 OLD STAGE RD | CHESTER | VA | 23836
MEC2021-02915 | 816-711-7826 | 5441 S LABURNUM AVE | 2021-11-24 | Finaled | Commercial | Mechanical Permit | Installation - New | Install 2 Walk In Coolers, install 1 Walk In Freezer | 15000 | WIMCO CORPORATION | PO BOX 121 | WASHINGTON | NC | 27889 | HUNTER MECHANICAL LLC | 226 SALTERS CREEK | HAMPTON | VA | -
MEC2021-02916 | 743-737-7743 | 108 CARTERWOOD PL | 2021-11-18 | Issued | Residential | Mechanical Permit | Installation - New | Install vent free natrual gas 39,000 BTU Fireplace | 2800 | BIRINGER BUILDERS INC | 1260 SYCAMORE SQUARE | MIDLOTHIAN | VA | 23112 | CLASSIC COMFORT LLC | 1731 DOUTHIT CT | POWHATAN | VA | 23139
MEC2021-02917 | 771-740-6734 | 2100 LIBBIE AVE | 2021-11-18 | Issued | Commercial | Mechanical Permit | Installation - New | Install Prefab Fireplace | 1000 | - | - | - | - | - | HEARTH AND HOME TECHNOLOGIES | 10126 HARRY J PARRISH BLVD | MANASSAS | VA | 20110
MEC2021-02918 | 822-697-2221 | 3260 OLD BRITTON RD | 2021-11-29 | Issued | Residential | Mechanical Permit | Installation - New | Install Prefab Fireplace | 1000 | JAMES F MEMMER JR | 3091 SOLACE CIR | QUINTON | VA | 23141 | HEARTH AND HOME TECHNOLOGIES | 10126 HARRY J PARRISH BLVD | MANASSAS | VA | 20110
MEC2021-02919 | 773-776-8561 | 3042 MARLEE FARM | 2021-11-29 | Issued | Residential | Mechanical Permit | Installation - New | Install Prefab Fireplace | 1000 | HILTON M RUBIN INC | 5314 W GRACE ST | HENRICO | VA | 23226 | HEARTH AND HOME TECHNOLOGIES | 10126 HARRY J PARRISH BLVD | MANASSAS | VA | 20110
MEC2021-02920 | 781-774-4943 | 6057 RIVERMERE LN | 2021-11-29 | Issued | Residential | Mechanical Permit | Installation - New | Install Prefab Fireplace | 1000 | LEGAULT HOMES LLC | 11520 NUCKOLS RD | GLEN ALLEN | VA | 23059 | HEARTH AND HOME TECHNOLOGIES | 10126 HARRY J PARRISH BLVD | MANASSAS | VA | 20110
MEC2021-02921 | 735-780-6195 | 6301 ELLINGTON WOODS DR | 2021-11-29 | Issued | Residential | Mechanical Permit | Installation - New | Install Prefab Fireplace | 1000 | BOONE HOMES INC | 62 BROAD STREET RD | MANAKIN SABOT | VA | 23103 | HEARTH AND HOME TECHNOLOGIES | 10126 HARRY J PARRISH BLVD | MANASSAS | VA | 20110
MEC2021-02922 | 761-740-3601 | 713 WOODBERRY RD | 2021-11-18 | Inspection | Residential | Mechanical Permit | Installation - New | 1.5 Ton 14 SEER Heat Pump SKW | 8000 | LALLY CONSTRUCTION INC | 210 WEST HILLCREST AVE | HENRICO | VA | 23220 | ANDERSON AIR CONDITIONING | 1500 BAINBRIDGE ST. | RICHMOND | VA | 23224
MEC2021-02923 | 775-751-9651 | 7215 GALAX RD | 2021-11-19 | Issued | Residential | Mechanical Permit | Alteration | Converting existing porch to livable space Add HVAC Duct/Vent | 80 | - | - | - | - | - | - | - | - | - | -
MEC2021-02924 | 763-756-2951 | 8196 CARRIAGE HOMES DR | 2021-11-22 | Issued | Residential | Mechanical Permit | Installation - New | Installing (1) Gas/AC & Ductwork | 5310 | TOWNHOMES AT PARHAM PLACE, LLC | 1128 INDPENDENCE BLVD | VIRGINIA BEACH | VA | 23455 | AUTOMATED AIR SYSTEMS INC | 1723 RHOADMILLER ST | RICHMOND | VA | 23220
MEC2021-02925 | 763-756-2650 | 8194 CARRIAGE HOMES DR | 2021-11-22 | Issued | Residential | Mechanical Permit | Installation - New | Installing (1) Gas/AC & Ductwork | 6070 | TOWNHOMES AT PARHAM PLACE, LLC | 1128 INDPENDENCE BLVD | VIRGINIA BEACH | VA | 23455 | AUTOMATED AIR SYSTEMS INC | 1723 RHOADMILLER ST | RICHMOND | VA | 23220
MEC2021-02926 | 763-756-2350 | 8192 CARRIAGE HOMES DR | 2021-11-22 | Issued | Residential | Mechanical Permit | Installation - New | Installing (1) Gas/AC & Ductwork | 5300 | TOWNHOMES AT PARHAM PLACE, LLC | 1128 INDPENDENCE BLVD | VIRGINIA BEACH | VA | 23455 | AUTOMATED AIR SYSTEMS INC | 1723 RHOADMILLER ST | RICHMOND | VA | 23220
MEC2021-02927 | 763-756-2049 | 8190 CARRIAGE HOMES DR | 2021-11-22 | Issued | Residential | Mechanical Permit | Installation - New | Installing (1) Gas/AC & Ductwork | 6070 | TOWNHOMES AT PARHAM PLACE, LLC | 1128 INDPENDENCE BLVD | VIRGINIA BEACH | VA | 23455 | AUTOMATED AIR SYSTEMS INC | 1723 RHOADMILLER ST | RICHMOND | VA | 23220
MEC2021-02928 | 733-775-0250 | 12408 WILLSCOTT PL | 2021-11-23 | Issued | Residential | Mechanical Permit | Installation - New | INSTALL A VENT FREE (36") NATURAL GAS 32,000 BTU FIREPLACE | 2895 | PERKINSON HOMES, INC | 15919 ALSDELL RD | MIDLOTHIAN | VA | 23112 | CLASSIC COMFORT LLC | 1731 DOUTHIT CT | POWHATAN | VA | 23139
MEC2021-02929 | 762-739-2915 | 907 RIDGE TOP RD | 2021-11-24 | Inspection | Residential | Mechanical Permit | Installation - New | install ductwork, furnace with AC first floor and basement, heat pump second floor | 10000 | - | - | - | - | - | WILSON MECHANICAL INC | 6512 KENSINGTON AVE | RICHMOND | VA | 23226
MEC2021-02930 | 762-739-2915 | 907 RIDGE TOP RD | 2021-11-24 | Inspection | Residential | Mechanical Permit | Gas Piping | install black iron piping from meter to appliances | 3500 | - | - | - | - | - | ADVANCED BUILDING CONST | 6532 KENSINGTON AVE | RICHMOND | VA | 23226
MEC2021-02931 | 779-761-5448 | 1769 ALTMAN RD | 2021-11-24 | Issued | Residential | Mechanical Permit | Installation - New | INSTALL 28,000 BTU VENT FREE FIREPLACE | 2495 | - | - | - | - | - | CLASSIC COMFORT LLC | 1731 DOUTHIT CT | POWHATAN | VA | 23139
MEC2021-02932 | 811-700-3538 | 6821 HOMINY CT | 2021-11-30 | Issued | Residential | Mechanical Permit | Installation - New | install new hvac systems | 10000 | EASTWOOD HOMES OF RICHMOND LLC | 10800 MIDLOTHIAN TURNPIKE | RICHMOND | VA | 23235 | AIRMATE | 803 E NINEMILE RD | HENRICO | VA | 23075
MEC2021-02933 | 811-700-4882 | 6700 WILLSON RD | 2021-11-29 | Issued | Residential | Mechanical Permit | Installation - New | INSTALL NEW HVAC SYSTEM | 7000 | EASTWOOD HOMES OF RICHMOND LLC | 10800 MIDLOTHIAN TURNPIKE | RICHMOND | VA | 23235 | AIRMATE | 803 E NINEMILE RD | HENRICO | VA | 23075
MEC2021-02935 | 768-739-7722 | 5928 MORNINGSIDE DR | 2021-11-30 | Issued | Residential | Mechanical Permit | Alteration | Installing a HVAC system w/ ductwork to the existing building & new addition. | 18000 | HUFF CONSTRUCTION INC | 13613 SILVERDUST LN | CHESTER | VA | 23836 | PIERCE MECHANICAL INC | PO BOX 3294 | CHESTER | VA | 23831
MEC2021-02936 | 769-773-6345 | 11601 SETHWARNER DR | 2021-11-29 | Issued | Residential | Mechanical Permit | Installation - New | Run 3 flex lines to new addition from existing duct work and install 3 - 4x10 boots with registers. | 1100 | WILTON CONSTRUCTION SERVICES INC | P O BOX 552 | MIDLOTHIAN | VA | 23113 | MAITLAND MECHANICAL | P O BOX 251 | AMELIA | VA | 23002
MEC2021-02937 | 786-762-1444 | 901 AYERS WAY | 2021-11-29 | Issued | Residential | Mechanical Permit | Installation - New | installing heat pump system including ductwork for new addition | 4500 | REFRESH REMODELING | 10136 HULL STREET RD | MIDLOTHIAN | VA | 23112 | ADAMS HEATING & AC CORP | 5770 HULL ST | RICHMOND | VA | 23224
MEC2021-02938 | 845-689-1340 | 9204 GREAT OAKS DR | 2021-11-29 | Issued | Residential | Mechanical Permit | Installation - New | Set new 120 gallon above ground propane tank & stub out | 600 | MAIN STREET HOMES | PO BOX 461 | MIDLOTHIAN | VA | 23113 | BLOSSMAN GAS | 2009 NEW DORSET RD | POWHATAN | VA | 23139
MEC2021-02939 | 845-689-0667 | 5429 SUNSET OAK WAY | 2021-11-29 | Issued | Residential | Mechanical Permit | Installation - New | Set new 120 gallon above ground propane tank & stub out | 600 | MAIN STREET HOMES | PO BOX 461 | MIDLOTHIAN | VA | 23113 | BLOSSMAN GAS | 2009 NEW DORSET RD | POWHATAN | VA | 23139
MEC2021-02940 | 761-731-9193 | 6239 RIVER RD | 2021-11-30 | Issued | Commercial | Mechanical Permit | Alteration | Install 3) exhaust fans, new duct work to exist.FCU-11, dryer ven, roof caps | 33674 | J&K PROJECT MANAGEMENT CONSULTANTS | 350 MCDONNELL ST | LEWISVILLE | TX | 75057 | PLUMBER NEAR ME | 13513 E BOUNDARY RD | MIDLOTHIAN | VA | 23112
MEC2021-02941 | 746-734-2973 | 103 CYRIL LN | 2021-11-29 | Issued | Residential | Mechanical Permit | Alteration | install a wine cooler and moderate duct alterations for new addition. | 3192 | MARK FRANKO CUSTOM BUILDING | 2121 N HAMILTON ST | RICHMOND | VA | 23230 | DAVIS & GREEN INC | 132 BRANDON RD | RICHMOND | VA | 23224
MEC2021-02943 | 753-735-7196 | 117 COUNTRYSIDE LN | 2021-11-30 | Inspection | Residential | Mechanical Permit | Alteration | Running new dryer vent duct from new dryer to outside wall of house. | 900 | CDW HOMES INC. | 2527 TREFIOL WAY | BON AIR | VA | 23235 | OWNER | - | - | - | -
MEC2021-02948 | 778-754-0840 | 8099 ROCKY BRANCH LN | 2021-11-30 | Issued | Residential | Mechanical Permit | Gas Piping | Install new HVAC unit, Install above ground propane tank, gas piping & gas cooktop | 14000 | OWNER-STEPHANIE M BERV | - | - | - | - | BERV - OWNER | 4820 E SEMINARY AVE | RICHMOND | VA | 23227
MEC2021-02949 | 784-757-9618 | 8305 ABERDEEN ST | 2021-11-30 | Issued | Residential | Mechanical Permit | Installation - New | 1st Floor - Install 1.5 ton 14 SEER H/P system w/ 5Kw located in crawl space. 2nd Floor - Install 2 ton 14 SEER w/ 10KW located in attic. | 5800 | OWNER-KHATTAR HATOUM | - | - | - | - | ROXBURY MECHANICAL LLC | 106 ROXBURY IND CENTER | CHARLES CITY | VA | 23030
MEC2021-02950 | 809-732-8336 | 3804 PURPLE HAZE CT | 2021-11-30 | Issued | Residential | Mechanical Permit | Installation - New | Set 120 to stub out | 200 | RYAN HOMES | 7501 BOULDERS VIEW DRIVE | RICHMOND | VA | 23225 | SUBURBAN PROPANE | 12801 OLD STAGE RD | CHESTER | VA | 23836
PLM2021-01106 | 744-734-4809 | 300 HOLLYPORT RD | 2021-11-29 | Issued | Residential | Plumbing Permit | Gas Piping (Natural) | Plumbing & natural gas for addition **AMENDED 11-29-21 to exclude natural gas piping & gas water heater** | 16000 | JAMES RIVER CONSTRUCTION LLC | 8728 FOREST HILL AVE | RICHMOND | VA | 23235 | GRAY PLUMBING | 1482 DONGOLA RD | MINERAL | VA | 23117
PLM2021-02190 | 766-750-4380 | 7502 W BROAD ST | 2021-11-30 | Issued | Commercial | Plumbing Permit | Tenant Upfit - Existing | TAKING OVER EXISTING RESTAURANT & RENOVATING FOR NEW | 7000 | B & R PLBG & GEN CONT | 1205 HAWTHORNE DR. | CHESAPEAKE | VA | 23325 | B & R PLUMBING & GENERAL CONST | 1205 HAWTHORNE DR | CHESAPEAKE | VA | 23325
PLM2021-02371 | 740-752-9011 | 2324 PUMP RD | 2021-11-16 | Issued | Commercial | Plumbing Permit | Installation - New | plumbing for 2 bathrooms-kitchen-drinking fountain-2 rtu's-tankless wtr htr | 40000 | CENTURY CONSTRUCTION CO INC | 7416 FOREST HILL AVE | RICHMOND | VA | 23225 | C & L PLUMBING INC | 2606 OAK LAKE BLVD | MIDLOTHIAN | VA | 23112
PLM2021-02535 | 750-771-2285 | 10788 FOREST HOLLOW CT | 2021-11-12 | Finaled | Residential | Plumbing Permit | Installation - New | Insallation of backflow preventor for irrigation system. | 450 | LIFESTYLE HOME BUILDERS | 4561 LIFESTYLE LANE | MIDLOTHIAN | VA | 23112 | BEEM IRRIGATION INC | 7935 OLD JESSUP RD | JESSUP | MD | 20794
PLM2021-02536 | 750-771-0584 | 5225 FOREST HOLLOW DR | 2021-11-12 | Finaled | Residential | Plumbing Permit | Installation - New | installation of backflow preventer for irrigation system. | 450 | LIFESTYLE HOME BUILDERS | 4561 LIFESTYLE LANE | MIDLOTHIAN | VA | 23112 | BEEM IRRIGATION INC | 7935 OLD JESSUP RD | JESSUP | MD | 20794
PLM2021-02537 | 750-771-0474 | 10776 FOREST HOLLOW CT | 2021-11-12 | Finaled | Residential | Plumbing Permit | Installation - New | installation of backflow preventer for irrigation system | 450 | LIFESTYLE HOME BUILDERS | 4561 LIFESTYLE LANE | MIDLOTHIAN | VA | 23112 | BEEM IRRIGATION INC | 7935 OLD JESSUP RD | JESSUP | MD | 20794
PLM2021-02552 | 742-741-8389 | 10431 PATTERSON AVE | 2021-11-04 | Inspection | Commercial | Plumbing Permit | Tenant Upfit - Existing | adding new undermount wash sink/faucet-tying into existing sewer/water mains in crawlspace | 1200 | HOMEMASONS INC | 286 RIVER RD W | MANAKIN SABOT | VA | 23103 | INTERNATIONAL PLUMBING | 12769 OAK LAKE CT | HENRICO | VA | 23233
PLM2021-02555 | 792-738-7588 | 117 ENGLESIDE DR | 2021-11-04 | Finaled | Commercial | Plumbing Permit | Other | REPLACE FIXTURES-TOILET-LAVATORY-MOP SINK | 3600 | ETC COMPANIES | 275 FRANKLIN TPKE | RAMSEY | NJ | 7446 | CARTER DIVERSIFIED INCORPORATED | 224 GAWAIN DRIVE | RICHMOND | VA | 23223
PLM2021-02560 | 785-760-2751 | 713 MCCORMICK FARM DR Unit: B | 2021-11-01 | Issued | Commercial | Plumbing Permit | Installation - New | Install plumbing system in new SFD | 6900 | - | - | - | - | - | FOSTER PLMBG & HEATING INC | P O BOX 35731 | RICHMOND | VA | 23235
PLM2021-02561 | 785-760-2751 | 711 MCCORMICK FARM DR Unit: A | 2021-11-01 | Issued | Commercial | Plumbing Permit | Installation - New | Install plumbing system in new SFD | 6900 | - | - | - | - | - | FOSTER PLMBG & HEATING INC | P O BOX 35731 | RICHMOND | VA | 23235
PLM2021-02562 | 785-760-2751 | 711 MCCORMICK FARM DR Unit: B | 2021-11-01 | Issued | Commercial | Plumbing Permit | Installation - New | Install plumbing system in new SFD | 6900 | - | - | - | - | - | FOSTER PLMBG & HEATING INC | P O BOX 35731 | RICHMOND | VA | 23235
PLM2021-02563 | 785-760-2751 | 709 MCCORMICK FARM DR Unit: A | 2021-11-01 | Issued | Commercial | Plumbing Permit | Installation - New | Install plumbing system in new SFD | 6900 | - | - | - | - | - | FOSTER PLMBG & HEATING INC | P O BOX 35731 | RICHMOND | VA | 23235
PLM2021-02564 | 785-760-2751 | 709 MCCORMICK FARM DR Unit: B | 2021-11-01 | Issued | Commercial | Plumbing Permit | Installation - New | Install plumbing system in new SFD | 6900 | - | - | - | - | - | FOSTER PLMBG & HEATING INC | P O BOX 35731 | RICHMOND | VA | 23235
PLM2021-02565 | 785-760-2751 | 707 MCCORMICK FARM DR Unit: A | 2021-11-01 | Issued | Commercial | Plumbing Permit | Installation - New | Install plumbing system in new SFD | 6900 | - | - | - | - | - | FOSTER PLMBG & HEATING INC | P O BOX 35731 | RICHMOND | VA | 23235
PLM2021-02566 | 785-760-2751 | 707 MCCORMICK FARM DR Unit: B | 2021-11-01 | Issued | Commercial | Plumbing Permit | Installation - New | Install plumbing system in new SFD | 6900 | - | - | - | - | - | FOSTER PLMBG & HEATING INC | P O BOX 35731 | RICHMOND | VA | 23235
PLM2021-02567 | 785-760-2751 | 705 MCCORMICK FARM DR Unit: A | 2021-11-01 | Issued | Commercial | Plumbing Permit | Installation - New | Install plumbing system in new SFD | 6900 | - | - | - | - | - | FOSTER PLMBG & HEATING INC | P O BOX 35731 | RICHMOND | VA | 23235
PLM2021-02568 | 785-760-2751 | 705 MCCORMICK FARM DR Unit: B | 2021-11-01 | Issued | Commercial | Plumbing Permit | Installation - New | Install plumbing system in new SFD | 6900 | - | - | - | - | - | FOSTER PLUMBING & HEATING | 11301 BUSINESS CENTER DR | RICHMOND | VA | 23235
PLM2021-02569 | 785-760-2751 | 703 MCCORMICK FARM DR Unit: A | 2021-11-01 | Issued | Commercial | Plumbing Permit | Installation - New | Install plumbing system in new SFD | 6900 | - | - | - | - | - | FOSTER PLUMBING & HEATING | 11301 BUSINESS CENTER DR | RICHMOND | VA | 23235
PLM2021-02570 | 785-760-2751 | 703 MCCORMICK FARM DR Unit: B | 2021-11-01 | Issued | Commercial | Plumbing Permit | Installation - New | Install plumbing system in new SFD | 6900 | - | - | - | - | - | FOSTER PLMBG & HEATING INC | P O BOX 35731 | RICHMOND | VA | 23235
PLM2021-02571 | 785-760-2751 | 701 MCCORMICK FARM DR Unit: A | 2021-11-01 | Issued | Commercial | Plumbing Permit | Installation - New | Install plumbing system in new SFD | 6900 | - | - | - | - | - | FOSTER PLUMBING & HEATING | 11301 BUSINESS CENTER DR | RICHMOND | VA | 23235
PLM2021-02572 | 785-760-2751 | 701 MCCORMICK FARM DR Unit: B | 2021-11-01 | Issued | Commercial | Plumbing Permit | Installation - New | Install plumbing system in new SFD | 6900 | - | - | - | - | - | FOSTER PLUMBING & HEATING | 11301 BUSINESS CENTER DR | RICHMOND | VA | 23235
PLM2021-02573 | 785-760-2751 | 715 MCCORMICK FARM DR Unit: A | 2021-11-01 | Issued | Commercial | Plumbing Permit | Alteration | Install plumbing system in new single family dwelling | 6900 | STANLEY MARTIN HOMES LLC | DBA SM RICHMOND LLC | RESTON | VA | 20190 | FOSTER PLMBG & HEATING INC | P O BOX 35731 | RICHMOND | VA | 23235
PLM2021-02574 | 785-760-2751 | 715 MCCORMICK FARM DR Unit: B | 2021-11-01 | Issued | Commercial | Plumbing Permit | Installation - New | Install plumbing system in new single family dwelling | 6900 | STANLEY MARTIN COMPANIES LLC | 11710 PLAZA AMERICA DR | RESTON | VA | 20190 | FOSTER PLMBG & HEATING INC | P O BOX 35731 | RICHMOND | VA | 23235
PLM2021-02575 | 785-760-2751 | 713 MCCORMICK FARM DR Unit: A | 2021-11-01 | Issued | Commercial | Plumbing Permit | Installation - New | Install Plumbing system in new single family dwelling | 6900 | STANLEY MARTIN HOMES LLC | DBA SM RICHMOND LLC | RESTON | VA | 20190 | FOSTER PLMBG & HEATING INC | P O BOX 35731 | RICHMOND | VA | 23235
PLM2021-02577 | 763-766-9599 | 6541 LIDDY CIR | 2021-11-01 | Finaled | Residential | Plumbing Permit | Installation - New | Install backflow preventer for irrigation system. | 150 | RYAN HOMES | 7501 BOULDERS VIEW DRIVE | RICHMOND | VA | 23225 | PROVING GROUNDS LLC | 14494 STONE HORSE CREEK RD | GLEN ALLEN | VA | 23059
PLM2021-02578 | 810-731-4193 | 3917 ROSEMALLOW PL | 2021-11-01 | Finaled | Residential | Plumbing Permit | Installation - New | Installation of backflow preventer. | 150 | RYAN HOMES | 7501 BOULDERS VIEW DRIVE | RICHMOND | VA | 23225 | PROVING GROUNDS LLC | 14494 STONE HORSE CREEK RD | GLEN ALLEN | VA | 23059
PLM2021-02579 | 797-712-6941 | 5101 OLD MAIN ST | 2021-11-09 | Issued | Commercial | Plumbing Permit | Other | plumbing for 10 units | 90000 | DOMINION CONSTRUCTION PARTNERS | 4198 COX RD, STE 107 | GLEN ALLEN | VA | 23060 | C & L PLUMBING INC | 2606 OAK LAKE BLVD | MIDLOTHIAN | VA | 23112
PLM2021-02580 | 823-693-9350 | 7064 HEPWORTH DR | 2021-11-09 | Finaled | Residential | Plumbing Permit | Installation - New | install backflow preventer for irrigation | 100 | BOYD HOMES | 544 NEWTON RD, STE 128 | VIRGINA BEACH | VA | 23462 | BIASE CORP | 13501 E BOUNDARY RD | MIDLOTHIAN | VA | 23112
PLM2021-02581 | 810-724-7904 | 4806 NINE MILE RD | 2021-11-03 | Inspection | Commercial | Plumbing Permit | Other | install black iron gas piping for cooking equip-hot wtr htr | 2000 | OWNER | - | - | - | - | INTERNATIONAL PLUMBING | 12769 OAK LAKE CT | HENRICO | VA | 23233
PLM2021-02582 | 816-701-2076 | 6624 MILLER RD | 2021-11-03 | Inspection | Residential | Plumbing Permit | Replacement | Rough: one full bathroom on second floor toilet shower and lavatory sink to be tie to existing first floor pipes Repiping two existing bathroom on the first floor two toilet one tub | 3800 | - | - | - | - | - | WILLIAMS PLUMBING AND REPAIRS | 6139 STRATHMORE RD. | N. CHESTERFIELD | VA | 23234
PLM2021-02583 | 847-703-4371 | 6000 TECHNOLOGY BLVD | 2021-11-03 | Inspection | Commercial | Plumbing Permit | Tenant Upfit - Existing | relocate existing drains to accomodate raised floor-relocate existing roof drins to accomodate new steel connections to existing columns | 25000 | HITT CONTRACTING INC | 2900 FAIRVIEW PARK DR | FALLS CHURCH | VA | 22204 | BELL BCI COMPANY, LLC OF VA | 6719 JANWAY RD | HENRICO | VA | 23228
PLM2021-02584 | 812-718-4540 | 4346 KIDSGROVE RD | 2021-11-03 | Issued | Residential | Plumbing Permit | Installation - New | NEW DWELLING INSTALL PLUMBING-SEWER-WATER | 5400 | STYLECRAFT HOMES INC | 6225 LAKESIDE AVE | RICHMOND | VA | 23228 | PLUMBRIGHT PLUMBING INC | 1642 OAK LAKE BLVD E | MIDLOTHIAN | VA | 23112
PLM2021-02585 | 812-718-4537 | 4344 KIDSGROVE RD | 2021-11-03 | Issued | Residential | Plumbing Permit | Installation - New | NEW DWELLING INSTALL PLUMBING-SEWER-WATER | 5400 | STYLE CRAFT HOMES INC | 6225 LAKESIDE AVE | HENRICO | VA | 23228 | PLUMBRIGHT PLUMBING INC | 1642 OAK LAKE BLVD E | MIDLOTHIAN | VA | 23112
PLM2021-02586 | 812-718-4642 | 4348 KIDSGROVE RD | 2021-11-03 | Issued | Residential | Plumbing Permit | Installation - New | NEW DWELLING INSTALL PLUMBING-SEWER-WATER | 5400 | STYLECRAFT HOMES INC | 6225 LAKESIDE AVE | RICHMOND | VA | 23228 | PLUMBRIGHT PLUMBING INC | 1642 OAK LAKE BLVD E | MIDLOTHIAN | VA | 23112
PLM2021-02587 | 812-718-4644 | 4350 KIDSGROVE RD | 2021-11-03 | Issued | Residential | Plumbing Permit | Installation - New | NEW DWELLING INSTALL PLUMBING-SEWER-WATER | 5400 | STYLECRAFT HOMES INC | 6225 LAKESIDE AVE | RICHMOND | VA | 23228 | PLUMBRIGHT PLUMBING INC | 1642 OAK LAKE BLVD E | MIDLOTHIAN | VA | 23112
PLM2021-02588 | 812-718-4646 | 4352 KIDSGROVE RD | 2021-11-03 | Issued | Residential | Plumbing Permit | Installation - New | NEW DWELLING INSTALL PLUMBING-SEWER-WATER | 5400 | STYLECRAFT HOMES INC | 6225 LAKESIDE AVE | RICHMOND | VA | 23228 | PLUMBRIGHT PLUMBING INC | 1642 OAK LAKE BLVD E | MIDLOTHIAN | VA | 23112
PLM2021-02589 | 812-718-4648 | 4354 KIDSGROVE RD | 2021-11-03 | Issued | Residential | Plumbing Permit | Installation - New | NEW DWELLING INSTALL PLUMBING-SEWER-WATER | 5400 | STYLECRAFT HOMES INC | 6225 LAKESIDE AVE | RICHMOND | VA | 23228 | PLUMBRIGHT PLUMBING INC | 1642 OAK LAKE BLVD E | MIDLOTHIAN | VA | 23112
PLM2021-02590 | 746-745-0311 | 1314 GASKINS RD | 2021-11-03 | Issued | Commercial | Plumbing Permit | Tenant upfit - New | NEW STARBUCKS | 23700 | INDEPENDENCE CONST CO OF VA | 301 CLEVELAND PL | VA BEACH | VA | 23462 | TALLEY BROTHERS P & H, INC | 8179 STAPLES MILL RD | RICHMOND | VA | 23228
PLM2021-02591 | 738-776-0497 | 12200 COUNTRY HILLS TER | 2021-11-03 | Issued | Residential | Plumbing Permit | Other | ROUGH IN NEW BATHROOM WITH TUB | 3500 | LEO LANTZ CONSTRUCTION INC | 11662 GREENWOOD RD | GLEN ALLEN | VA | 23059 | LEO LANTZ CONSTRUCTION | 11662 GREENWOOD RD | GLEN ALLEN | VA | 23059
PLM2021-02592 | 747-769-0120 | 713 FOUNDRY PARK CT | 2021-11-05 | Finaled | Residential | Plumbing Permit | Installation - New | Install backflow preventer for irrigation system | 250 | LEGAULT HOMES LLC | P O BOX 5575 | GLEN ALLEN | VA | 23058 | LAYMAN IRRIGATION & TRENCHING | 1961 URBINE RD | POWHATAN | VA | 23139
PLM2021-02593 | 776-761-5078 | 9709 ELECTRA LN | 2021-11-08 | Inspection | Residential | Plumbing Permit | Alteration | Relocating washer, relocating water heater. | 1500 | JLC MANAGEMENT INC | 7345 CLARK CIR | MECHANICSVILLE | VA | 23111 | ROHR DEVELOPMENT & CONSTRUCTION | 10600 POCAHONTAS TRAIL | PROVIDENCE FORGE | VA | 23140
PLM2021-02594 | 729-755-1848 | 12609 WILDE LAKE CT | 2021-11-08 | Inspection | Residential | Plumbing Permit | Installation - New | replacing all tub/shower valves. Installing new tubs, replacing washer box, installing new shut off valves for fixtures, moving shower. | 5500 | PROFESSIONAL RESTORATION SERVICES | 4965 COX RD | GLEN ALLEN | VA | 23060 | AGUILAR PLUMBING INC | 6405 DIAMOND CT | MECHANICSVILLE | VA | 23111
PLM2021-02595 | 819-701-9238 | 953 S AIRPORT RD | 2021-11-09 | Issued | Commercial | Plumbing Permit | Installation - New | install UG sanitary, DVW & fixtures | 602600 | BECKNELL SERVICES LLC | 4242 SOUTH 1ST AVE | LYONS | IL | 60534 | DEEM LLC | 6831 E 32ND ST | INDIANAPOLIS | IN | 46226
PLM2021-02596 | 763-767-9937 | 6516 LIDDY CIR | 2021-11-09 | Issued | Residential | Plumbing Permit | Installation - New | install backflow preventer for irrigation system. | 150 | RYAN HOMES | 7501 BOULDERS VIEW DRIVE | RICHMOND | VA | 23225 | PROVING GROUNDS LLC | 14494 STONE HORSE CREEK RD | GLEN ALLEN | VA | 23059
PLM2021-02597 | 753-735-7196 | 117 COUNTRYSIDE LN | 2021-11-09 | Inspection | Residential | Plumbing Permit | Alteration | 1/2 bath and washer box remodel | 2200 | CDW HOMES INC. | 2527 TREFIOL WAY | BON AIR | VA | 23235 | PRECISION PLUMBING CO INC | 16210 MOUNTAIN RD | MONTPELIER | VA | 23192
PLM2021-02598 | 741-770-9318 | 5000 SHADY GROVE RD | 2021-11-16 | Issued | Commercial | Plumbing Permit | Installation - New | NEW PLUMBING | 50000 | QUESTAR BUILDERS LLC | 10911 MERGANSER TERRACE | CHESTERFIELD | VA | 23838 | RONCO PLUMBING | 440 SOUTHLAKE BLVD | N CHESTERFIELD | VA | 23236
PLM2021-02599 | 767-750-6186 | 8001 WISTAR GLEN DR | 2021-11-10 | Issued | Residential | Plumbing Permit | Installation - New | INSTALL PLUMBING AND GAS IN NEW HOME | 4800 | RYAN HOMES | 7501 BOULDERS VIEW DRIVE | RICHMOND | VA | 23225 | SUPERIOR PLUMBING HEATING & AIR INC | 2809 ACKLEY AVE | RICHMOND | VA | 23228
PLM2021-02600 | 767-750-6189 | 8003 WISTAR GLEN DR | 2021-11-10 | Issued | Residential | Plumbing Permit | Installation - New | INSTALL PLUMBING AND GAS IN NEW HOME | 4800 | RYAN HOMES | 7501 BOULDERS VIEW DRIVE | RICHMOND | VA | 23225 | SUPERIOR PLUMBING HEATING & AIR INC | 2809 ACKLEY AVE | RICHMOND | VA | 23228
PLM2021-02601 | 767-750-6292 | 8005 WISTAR GLEN DR | 2021-11-10 | Issued | Residential | Plumbing Permit | Installation - New | INSTALL PLUMBING AND GAS IN NEW HOME | 4800 | RYAN HOMES | 7501 BOULDERS VIEW DRIVE | RICHMOND | VA | 23225 | SUPERIOR PLUMBING HEATING & AIR INC | 2809 ACKLEY AVE | RICHMOND | VA | 23228
PLM2021-02602 | 767-750-6295 | 8007 WISTAR GLEN DR | 2021-11-10 | Issued | Residential | Plumbing Permit | Installation - New | INSTALL PLUMBING AND GAS IN NEW HOME | 4800 | RYAN HOMES | 7501 BOULDERS VIEW DRIVE | RICHMOND | VA | 23225 | SUPERIOR PLUMBING HEATING & AIR INC | 2809 ACKLEY AVE | RICHMOND | VA | 23228
PLM2021-02603 | 777-753-8052 | 7902 WOODMAN RD | 2021-11-10 | Inspection | Residential | Plumbing Permit | Installation - New | drain waste and vent for new addition | 1500 | HOME BUILDERS DIRECT LLC | 10701 GLEN COURT | GLEN ALLEN | VA | 23069 | PINNACLE PLUMBING LLC | 7267 CREIGHTON RD | MECHANICSVILLE | VA | 23111
PLM2021-02604 | 791-754-9027 | 8120 WILKINSON RD | 2021-11-10 | Issued | Residential | Plumbing Permit | Other | ADD 1 UTILITY SINK IN GARAGE | 500 | - | - | - | - | - | ALL IN ONE CONTRACTING | 13613 CANNONADE LANE | MIDLOTHIAN | VA | 23112
PLM2021-02605 | 809-732-8336 | 3804 PURPLE HAZE CT | 2021-11-12 | Finaled | Residential | Plumbing Permit | Installation - New | Install backflow preventer for irrigation system | 150 | RYAN HOMES | 7501 BOULDERS VIEW DRIVE | RICHMOND | VA | 23225 | PROVING GROUNDS LLC | 14494 STONE HORSE CREEK RD | GLEN ALLEN | VA | 23059
PLM2021-02606 | 736-766-6358 | 12304 HAWKSGATE LANDING CT | 2021-11-12 | Finaled | Residential | Plumbing Permit | Installation - New | INSTALL BACKFLOW DEVICE FOR IRRIGATION SYSTEM | 800 | BOONE HOMES INC | 62 BROAD STREET RD | MANAKIN SABOT | VA | 23103 | COLLIER COMPANIES | 1500 OAKBRIDGE TERRACE | POWHATAN | VA | 23139
PLM2021-02607 | 736-766-3853 | 12309 HAWKSGATE LANDING CT | 2021-11-12 | Finaled | Residential | Plumbing Permit | Installation - New | install backflow device for irrigation system | 800 | BOONE HOMES INC | 62 BROAD STREET RD | MANAKIN SABOT | VA | 23103 | COLLIER COMPANIES | 1500 OAKBRIDGE TERRACE | POWHATAN | VA | 23139
PLM2021-02608 | 784-756-4368 | 8201 BROOK RD | 2021-11-16 | Inspection | Commercial | Plumbing Permit | Installation - New | NEW CAR WASH | 14700 | P G HARRIS CONSTRUCTION CT | 3204 CHURCHLAND BLVD | CHESAPEAKE | VA | 23321 | CAINS PLUMBING | 1305 BRIARFIELD RD | NEWPORT NEWS | VA | 23605
PLM2021-02609 | 773-736-2198 | 1601 WILLOW LAWN DR | 2021-11-16 | Issued | Commercial | Plumbing Permit | Tenant Upfit - Existing | remove unisex restroom-associated piping and add new 4" hub drain-cut & recap 4 existing hub drains as shown | 8500 | M W CONSTRUCTION | - | - | - | - | KREIDER MECHANICAL | 1130 PATTERSON AVE | ROANOKE | VA | 24016
PLM2021-02610 | 782-747-5428 | 6014 CLUB RD | 2021-11-12 | Issued | Residential | Plumbing Permit | Alteration | relocating kitchen and adding new bath | 4000 | - | - | - | - | - | - | - | - | - | -
PLM2021-02611 | 780-774-9061 | 10851 HARVEST MILL PL | 2021-11-15 | Issued | Residential | Plumbing Permit | Installation - New | INSTALL PLUMBING-SEWER-WATER-INSIDE GAS PIPING-NEW HOME | 5400 | LIFESTYLE HOME BUILDERS | 4561 LIFESTYLE LANE | MIDLOTHIAN | VA | 23112 | PLUMBRIGHT PLUMBING INC | 1642 OAK LAKE BLVD E | MIDLOTHIAN | VA | 23112
PLM2021-02612 | 780-773-9795 | 6007 HARVEST MILL CT | 2021-11-15 | Issued | Residential | Plumbing Permit | Installation - New | GROUNDWORK-ROUGHIN-TRIM OUT OF PLBG SYSTEM WITH GAS | 9500 | LEGAULT HOMES LLC | 11520 NUCKOLS RD | GLEN ALLEN | VA | 23059 | D L JONES PLUMBING INC | 5616 GREENDALE RD | HENRICO | VA | 23228
PLM2021-02613 | 823-691-1142 | 6833 SIR GALAHAD CT | 2021-11-16 | Finaled | Residential | Plumbing Permit | Installation - New | INSTALL BACKFLOW PREVENTER FOR IRRIGATION | 100 | BOYD HOMES | 544 NEWTON RD, STE 128 | VIRGINA BEACH | VA | 23462 | BIASE CORP | 13501 E BOUNDARY RD | MIDLOTHIAN | VA | 23112
PLM2021-02615 | 780-748-2743 | 6100 HERMITAGE RD | 2021-11-15 | Issued | Residential | Plumbing Permit | Replacement | Replacing two bathrooms with new. | 10000 | TOP NOTCH MASONRY | 9470 OSBORNE TPKE | RICHMOND | VA | 23231 | - | - | - | - | -
PLM2021-02617 | 758-735-9985 | 207 OLD OAK RD | 2021-11-15 | Issued | Residential | Plumbing Permit | Alteration | Rough-in for future bathroom in basement. Renovate 3 full bathrooms. Relocate natural gas generator gas line. | 23734 | MARK FRANKO CUSTOM BUILDERS | 2111-B N HAMILTON ST | RICHMOND | VA | 23230 | NUCKOLS PLUMBING & GAS LLC | 2245 DABNEY RD | RICHMOND | VA | 23230
PLM2021-02618 | 810-732-0305 | 3817 PURPLE HAZE CT | 2021-11-17 | Issued | Residential | Plumbing Permit | Installation - New | INSTALL PLUMBING & GAS IN NEW DWELLING | 4800 | RYAN HOMES | 7501 BOULDERS VIEW DRIVE | RICHMOND | VA | 23225 | SUPERIOR PLUMBING HEATING & AIR INC | 2809 ACKLEY AVE | RICHMOND | VA | 23228
PLM2021-02619 | 810-732-3726 | 3905 ROSEMALLOW PL | 2021-11-17 | Finaled | Residential | Plumbing Permit | Installation - New | Install backflow preventer for irrigation system. | 150 | RYAN HOMES | 7501 BOULDERS VIEW DRIVE | RICHMOND | VA | 23225 | PROVING GROUNDS LLC | 14494 STONE HORSE CREEK RD | GLEN ALLEN | VA | 23059
PLM2021-02620 | 736-767-2310 | 12331 LIESFELD FARM DR | 2021-11-17 | Finaled | Residential | Plumbing Permit | Installation - New | INSTALL BACKFLOW DEVICE FOR IRRIGATIN SYSTEM | 800 | BOONE HOMES INC | 62 BROAD STREET RD | MANAKIN SABOT | VA | 23103 | COLLIER COMPANIES | 1500 OAKBRIDGE TERRACE | POWHATAN | VA | 23139
PLM2021-02621 | 752-732-5499 | 11 COUNTRYSIDE LN | 2021-11-17 | Finaled | Residential | Plumbing Permit | Installation - New | Replace water main from meter to house, connection - 1" main, underground boring | 5000 | LIFESTYLE HOME BUILDERS | 4561 LIFESTYLE LANE | MIDLOTHIAN | VA | 23112 | PLUMBER ON THE WAY | 13826 HAW BRANCH LN | AMELIA | VA | 23002
PLM2021-02622 | 739-761-6445 | 3380 PUMP RD | 2021-11-19 | Inspection | Commercial | Plumbing Permit | Other | install new underground grease waste & overhead water piping to support new front counter & drive thru layout-install gas piping to serve infrared heater | 35000 | - | - | - | - | - | JOE P CLARK INC | 5518 MCCELLAN RD | MECHANICSVILLE | VA | 23111
PLM2021-02623 | 741-758-8049 | 3809 INDIGO RUN DR | 2021-11-18 | Issued | Residential | Plumbing Permit | Installation - New | NEW HOME PLUMBING AND GAS | 25000 | J R WAKLER HOMES LLC | 5314 TWIN HICKORY RD | GLEN ALLEN | VA | 23059 | CAPITAL MECHANICAL | 22720 COOLBROOK DR | DULLES | VA | 20166
PLM2021-02624 | 781-773-0895 | 6005 HARVEST MILL CT | 2021-11-18 | Finaled | Residential | Plumbing Permit | Installation - New | INSTALL BACKFLOW DEVICE FOR IRRIGATION SYSTEM | 800 | LEGAULT HOMES LLC | 11520 NUCKOLS RD | GLEN ALLEN | VA | 23059 | COLLIER COMPANIES | 1500 OAKBRIDGE TERRACE | POWHATAN | VA | 23139
PLM2021-02625 | 751-738-8241 | 8600 LILLY MEADOW CT | 2021-11-19 | Issued | Residential | Plumbing Permit | Installation - New | Plumbing & Gas (natural) for new single family dwelling | 40000 | J R WALKER HOMES LLC | 5314 TWIN HICKORY RD | GLEN ALLEN | VA | 23059 | CAPITAL MECHANICAL | 22720 LADBROOK DR STE 120 | DULLES | VA | 20166
PLM2021-02626 | 735-766-9893 | 12337 HAWKSGATE LANDING CT | 2021-11-22 | Issued | Residential | Plumbing Permit | Installation - New | install residential plumbing and gas | 2000 | BOONE HOMES INC | 62 BROAD STREET RD | MANAKIN SABOT | VA | 23103 | ALL IN ONE CONTRACTING | 13613 CANNONADE LANE | MIDLOTHIAN | VA | 23112
PLM2021-02627 | 822-691-8365 | 2901 CLIFFORD TOWER DR | 2021-11-30 | Issued | Residential | Plumbing Permit | Installation - New | Plumbing for new single family dwelling. **AMENDED 11-30-21 to include additional 96,000 BTU gas furnace and 46,000 BTU gas range** | 5500 | BOYD CORPORATION | 544 NEWTOWN RD | VIRGINIA BEACH | VA | 23462 | IMPERIAL PLUMBING INC | PO BOX 476 | MIDLOTHIAN | VA | 23113
PLM2021-02628 | 767-774-5404 | 3900 SHAE PL | 2021-11-23 | Issued | Residential | Plumbing Permit | Replacement | gas fireplace replacement, gas line is existing, final inspection needed only | 300 | PARAGON CONSTRUCTION COMPANY LLC | 12747 OAK LAKE CT | MIDLOTHIAN | VA | 23112 | BARNARD PLUMBING | 12401 HORSESHOE LOOP ROAD | AMELIA COURT HOUSE | VA | 23002
PLM2021-02629 | 734-781-9479 | 6761 AIDAN CT | 2021-11-29 | Issued | Residential | Plumbing Permit | Installation - New | INSTALL BACKFLOW DEVICE FOR IRRIGATION | 800 | BOONE HOMES INC | 62 BROAD STREET RD | MANAKIN SABOT | VA | 23103 | COLLIER COMPANIES | 1500 OAKBRIDGE TERRACE | POWHATAN | VA | 23139
PLM2021-02630 | 734-781-6462 | 12523 DONAHUE RD | 2021-11-29 | Issued | Residential | Plumbing Permit | Installation - New | INSTALL BACKFLOW DEVICE FOR IRRIGATION | 800 | BOONE HOMES INC | 62 BROAD STREET RD | MANAKIN SABOT | VA | 23103 | COLLIER COMPANIES | 1500 OAKBRIDGE TERRACE | POWHATAN | VA | 23139
PLM2021-02631 | 734-781-9479 | 12532 DONAHUE RD | 2021-11-29 | Issued | Residential | Plumbing Permit | Installation - New | INSTALL BACKFLOW DEVICE FOR IRRIGATION | 800 | BOONE HOMES | 129 BROAD STREET ROAD | MANAKIN SABOT | VA | 23103 | COLLIER COMPANIES | 1500 OAKBRIDGE TERRACE | POWHATAN | VA | 23139
PLM2021-02632 | 811-700-5145 | 6813 HOMINY CT | 2021-11-24 | Issued | Residential | Plumbing Permit | Installation - New | NEW SFD | 2300 | EASTWOOD HOMES OF RICHMOND LLC | 10800 MIDLOTHIAN TURNPIKE | RICHMOND | VA | 23235 | LEGACY PLUMBING INC | PO BOX 10 | MOSELEY | VA | 23120
PLM2021-02633 | 746-757-3515 | 11105 WOODBARON CT | 2021-11-24 | Issued | Residential | Plumbing Permit | Alteration | ROUGH IN/TRIM OUT OF ADDITION MASTER BATH | 2000 | COLE INTERIORS INC | 11112 MANAKIN ROAD | ROCKVILLE | VA | 23146 | D L JONES PLUMBING INC | 5616 GREENDALE RD | HENRICO | VA | 23228
PLM2021-02634 | 754-744-1970 | 1563 N PARHAM RD | 2021-11-29 | Issued | Commercial | Plumbing Permit | Tenant Upfit - Existing | install plumbing fixtures for tenant fitup. | 92835.32 | BANYAN CONST SERVICES LLC | 35 WHITTINGTON DR STE 100 | BROWNSBURG | IN | 46112 | UTAH PLUMBING & CONSTRUCTION | 10030 CAINSVILLE | LEBANON | TN | 37090
PLM2021-02635 | 820-689-5192 | 7735 JARWIN LANE | 2021-11-29 | Issued | Residential | Plumbing Permit | Installation - New | INSTALL BACKFLOW PREVENTER FOR IRRIGATION SYSTEM | 550 | J W SULLIVAN CONSTRUCTION INC | 14112 SPRUCE AVE | CHESTER | VA | 23836 | BEEM IRRIGATION INC | 7935 OLD JESSUP RD | JESSUP | MD | 20794
PLM2021-02636 | 781-774-0737 | 10867 HARVEST MILL PL | 2021-11-29 | Issued | Residential | Plumbing Permit | Installation - New | INSTALL BACKFLOW PREVENTER FOR IRRIGATION SYSTEM | 450 | LIFESTYLE HOME BUILDERS | 4561 LIFESTYLE LANE | MIDLOTHIAN | VA | 23112 | BEEM IRRIGATION INC | 7935 OLD JESSUP RD | JESSUP | MD | 20794
PLM2021-02637 | 781-774-3232 | 6056 RIVERMERE LN | 2021-11-29 | Finaled | Residential | Plumbing Permit | Installation - New | INSTALL BACKFLOW PREVENTER FOR IRRIGATION SYSTEM | 450 | LIFESTYLE HOME BUILDERS | 4561 LIFESTYLE LANE | MIDLOTHIAN | VA | 23112 | BEEM IRRIGATION INC | 7935 OLD JESSUP RD | JESSUP | MD | 20794
PLM2021-02638 | 782-772-1133 | 4013 CARRIE MILL XING | 2021-11-29 | Issued | Residential | Plumbing Permit | Installation - New | Plumbing for new single family dwelling. | 5500 | SCHELL BROTHERS | 1919 HUGUENOT RD | NORTH CHESTERFIELD | VA | 23835 | IMPERIAL PLUMBING INC | PO BOX 476 | MIDLOTHIAN | VA | 23113
PLM2021-02639 | 801-726-8537 | 1910 HOLLY ST | 2021-11-29 | Inspection | Residential | Plumbing Permit | Replacement | replacing various utilities in the house to repair from previous damage. | 5000 | EAGLE PAK CONTRACTING SERVICES LLC | 7513 WALTON AVE | ANNADALE | VA | 22003 | - | - | - | - | -
PLM2021-02640 | 750-767-3526 | 10945 NUCKOLS RD | 2021-11-30 | Issued | Commercial | Plumbing Permit | Installation - New | plumbing install on new construction of 4 story 252 unit multifamily bld with precast parking garage lower level retail | 1735000 | DOMINION CONSTRUCTION PARTNERS | 4198 COX RD, STE 107 | GLEN ALLEN | VA | 23060 | STROICO CONSTRUCTION L L C | 3268 N VALLEY PIKE | HARRISONBURG | VA | 22802
PLM2021-02641 | 812-718-4522 | 4330 KIDSGROVE RD | 2021-11-30 | Issued | Residential | Plumbing Permit | Installation - New | Only installing Sewer/Water and Fixtures for Final | 3200 | STYLE CRAFT HOMES INC | 6225 LAKESIDE AVE | HENRICO | VA | 23228 | PLUMBRIGHT PLUMBING INC | 1642 OAK LAKE BLVD E | MIDLOTHIAN | VA | 23112
PLM2021-02642 | 812-718-4525 | 4332 KIDSGROVE RD | 2021-11-30 | Issued | Residential | Plumbing Permit | Installation - New | Only installing Sewer/Water and Fixtures for Final | 3200 | STYLE CRAFT HOMES INC | 6225 LAKESIDE AVE | HENRICO | VA | 23228 | PLUMBRIGHT PLUMBING INC | 1642 OAK LAKE BLVD E | MIDLOTHIAN | VA | 23112
PLM2021-02643 | 812-718-4527 | 4334 KIDSGROVE RD | 2021-11-30 | Issued | Residential | Plumbing Permit | Installation - New | Only installing Sewer/Water and Fixtures for Final | 3200 | STYLE CRAFT HOMES INC | 6225 LAKESIDE AVE | HENRICO | VA | 23228 | PLUMBRIGHT PLUMBING INC | 1642 OAK LAKE BLVD E | MIDLOTHIAN | VA | 23112
PLM2021-02644 | 812-718-4529 | 4336 KIDSGROVE RD | 2021-11-30 | Issued | Residential | Plumbing Permit | Installation - New | Only installing Sewer/Water and Fixtures for Final | 3200 | STYLECRAFT HOMES INC | 6225 LAKESIDE AVE | RICHMOND | VA | 23228 | PLUMBRIGHT PLUMBING INC | 1642 OAK LAKE BLVD E | MIDLOTHIAN | VA | 23112
PLM2021-02645 | 812-718-4530 | 4338 KIDSGROVE RD | 2021-11-30 | Issued | Residential | Plumbing Permit | Installation - New | Only installing Sewer/Water and Fixtures for Final | 3200 | STYLE CRAFT HOMES INC | 6225 LAKESIDE AVE | HENRICO | VA | 23228 | PLUMBRIGHT PLUMBING INC | 1642 OAK LAKE BLVD E | MIDLOTHIAN | VA | 23112
PLM2021-02646 | 812-718-4533 | 4340 KIDSGROVE RD | 2021-11-30 | Issued | Residential | Plumbing Permit | Installation - New | Only installing Sewer/Water and Fixtures for Final | 3200 | STYLE CRAFT HOMES INC | 6225 LAKESIDE AVE | HENRICO | VA | 23228 | PLUMBRIGHT PLUMBING INC | 1642 OAK LAKE BLVD E | MIDLOTHIAN | VA | 23112
PLM2021-02647 | 748-759-3503 | 3601 COX RD | 2021-11-30 | Issued | Commercial | Plumbing Permit | Tenant Upfit - Existing | upfit-4 trap seals-5 hose bibs-2 trap primer-1 eyewash station-1 washer box-2 dog tubs-1 expand tank-2 IMB-5 floor clean out-1 hot wtr recir pump | 88700 | ARLINGTON CONSTRUCTION INC | 519 E 11TH AVE | COLUMBUS | OH | 43211 | BANTAMS PLUMBING CO INC | 10010 LICKINGHOLE RD | ASHLAND | VA | 23005
PLM2021-02648 | 778-754-0840 | 8099 ROCKY BRANCH LN | 2021-11-30 | Issued | Residential | Plumbing Permit | Water Service - New | Plumbing addition & renovation | 8000 | OWNER-STEPHANIE M BERV | - | - | - | - | BERV - OWNER | 4820 E SEMINARY AVE | RICHMOND | VA | 23227
PLM2021-02649 | 854-698-9321 | 4721 RED COACH LN | 2021-11-30 | Issued | Residential | Plumbing Permit | Installation - New | new dwelling | 6000 | BRUCE W TAYLOR | P O BOX 556 | SANDSTON | VA | 23150 | MLT PLUMBING & IMPROVEMENTS | 6100 BRICKSHIRE DR | PROVIDENCE FORGE | VA | 23140
PLM2021-02651 | 756-738-2786 | 8024 SPOTTSWOOD RD | 2021-11-30 | Inspection | Residential | Plumbing Permit | Gas Piping (Natural) | Install new gas line for furnace, water heater & gas range. | 2500 | ODAMA CONSTRUCTION LLC | 4124 MEADOWDALE BLVD # A | RICHMOND | VA | 23234 | CARTER DIVERSIFIED INCORPORATED | 224 GAWAIN DRIVE | RICHMOND | VA | 23223

## New LMS Trades
Permit Number | GPIN | Address | Parcel Legal Desc | Magisterial District | Permit Issued | Permit Name | Work Type | Primary Work Scope | Project Value
ELE-2021-101752 | 769-779-3516 | 12151 GREENWOOD RD, GLEN ALLEN, VA 23059 | GREENWOOD RD AC | Brookland | 2021/11/01 | Electrical Permit | New Installation | Other (please describe in detail below) | 1200
ELE-2021-102689 | 741-737-9435 | 9734 CRAGMONT DR, HENRICO, VA 23238 | CARTER OAKS SC C BL A LT | Tuckahoe | 2021/11/16 | Electrical Permit | New Installation | Pool/Spa | 5000
ELE-2021-102715 | 743-738-2023 | 9611 CARTERWOOD RD, HENRICO, VA 23229 | GEORGE'S BLUFF BL A LT | Tuckahoe | 2021/11/15 | Electrical Permit | Alteration | Dwelling/Home Installation | 3500
ELE-2021-102760 | 749-748-5615 | 9507 PINE SHADOW DR, HENRICO, VA 23238 | SPRINGTREE SC A BL A LT | Tuckahoe | 2021/11/01 | Electrical Permit | Repair/Replacement | Other (please describe in detail below) | 1140
ELE-2021-102787 | 752-743-9774 | 1420 N PARHAM RD, HENRICO, VA 23229 | PARHAM & QUIOCCASIN RD AC | Tuckahoe | 2021/11/04 | Electrical Permit | Alteration | Commercial Building | 4800
ELE-2021-103118 | 774-740-0801.001 | 5001 LIBBIE MILL EAST BLVD #1, HENRICO, VA 23230 | PENSTOCK QUARTER CONDOMINIUM UN | Brookland | 2021/11/24 | Electrical Permit | Alteration | Tenant Upfit | 40000
ELE-2021-103203 | 746-744-7461 | 1305 WEMBLY RD, HENRICO, VA 23229 | FARMINGTON SC D1 BL H LT | Tuckahoe | 2021/11/18 | Electrical Permit | Repair/Replacement | Service | 1900
ELE-2021-103204 | 784-747-5128 | 5734 BROOK RD, HENRICO, VA 23227-2273 | BROOK RD AC | Fairfield | 2021/11/04 | Electrical Permit | Alteration | Tenant Upfit | 15000
ELE-2021-103383 | 747-754-9557 | 2300 CEDARFIELD PKWY, HENRICO, VA 23233 | S OF THREE CHOPT RD AC | Three Chopt | 2021/11/30 | Electrical Permit | Alteration | Commercial Building | 800
ELE-2021-103403 | 780-773-9646 | 10808 MACS WAY, GLEN ALLEN, VA 23059 | RIVER MILL SC 2 BL A LT | Fairfield | 2021/11/30 | Electrical Permit | New Installation | Dwelling/Home Installation | 10900
ELE-2021-103483 | 735-774-0585 | 5709 STONEHURST ESTATES TER, GLEN ALLEN, VA 23059 | STONEHURST SC 1 BL A LT | Three Chopt | 2021/11/23 | Electrical Permit | Alteration | Dwelling/Home Installation | 6000
ELE-2021-103537 | 803-733-3080 | 2603 BYRON ST, HENRICO, VA 23223 | PEMBERTON PLACE SC 2 BL 14 LT | Fairfield | 2021/11/01 | Electrical Permit | Alteration | Other (please describe in detail below) | 200
ELE-2021-103652 | 751-757-5989 | 9933 MAYLAND DR, HENRICO, VA 23233 | MAYLAND DR AC | Three Chopt | 2021/11/02 | Electrical Permit | Alteration | Commercial Building | 55000
ELE-2021-103818 | 822-725-7395 | 100 N DAISY AVE, HENRICO, VA 23075 | HIGHLAND SPRINGS SC 2 BL D LT | Varina | 2021/11/24 | Electrical Permit | Alteration | Other (please describe in detail below) | 15000
ELE-2021-104138 | 768-742-3277 | 6501 W BROAD ST, HENRICO, VA 23230-2013 | SS BROAD ST RD AC | Tuckahoe | 2021/11/15 | Electrical Permit | Alteration | Other (please describe in detail below) | 1950
ELE-2021-104410 | 781-755-6052 | 8040 VILLA PARK DR, HENRICO, VA 23228 | VILLA PARK SC II BL B AC | Fairfield | 2021/11/19 | Electrical Permit | Alteration | Commercial Building | 25000
ELE-2021-104521 | 738-764-0203 | 11800 W BROAD ST, HENRICO, VA 23233-1005 | CDA W BROAD ST AC | Three Chopt | 2021/11/01 | Electrical Permit | Alteration | Tenant Upfit | 49000
ELE-2021-104560 | 780-762-1328 | 1805 MOUNTAIN RD, GLEN ALLEN, VA 23060 | MOUNTAIN ROAD AC | Fairfield | 2021/11/03 | Electrical Permit | Alteration | Dwelling/Home Installation | 1000
ELE-2021-104611 | 840-699-1536 | 4960 CHARLES CITY RD, HENRICO, VA 23231 | CHARLES CITY RD AC | Varina | 2021/11/09 | Electrical Permit | Repair/Replacement | Service | 800
ELE-2021-104638 | 757-756-4724 | 9125 W BROAD ST #N, HENRICO, VA 23294 | S S BROAD ST ROAD AC | Three Chopt | 2021/11/02 | Electrical Permit | Alteration | Commercial Building | 3000
ELE-2021-104650 | 811-711-5249 | 2161 CHARLES CITY RD, HENRICO, VA 23231 | CHARLES CITY ROAD AC | Varina | 2021/11/01 | Electrical Permit | Alteration | Dwelling/Home Installation | 1500
ELE-2021-104658 | 748-763-6189 | 5000 DOMINION BLVD, GLEN ALLEN, VA 23060 | INNSLAKE DRIVE AC | Three Chopt | 2021/11/02 | Electrical Permit | Alteration | Commercial Building | 409000
ELE-2021-104660 | 786-770-6653 | 10571 TELEGRAPH RD, GLEN ALLEN, VA 23059 | TELEGRAPH RD AC | Fairfield | 2021/11/02 | Electrical Permit | Alteration | Commercial Building | 8300
ELE-2021-104678 | 750-764-1645 | 4470 COX RD, GLEN ALLEN, VA 23060 | INNSBROOK SC H BL C AC | Three Chopt | 2021/11/15 | Electrical Permit | Repair/Replacement | Commercial Building | 18000
ELE-2021-104683 | 753-737-0012 | 3 BRIDGEHAMPTON PL, HENRICO, VA 23229 | YORKSHIRE SC A BL B LT | Tuckahoe | 2021/11/01 | Electrical Permit | Alteration | Dwelling/Home Installation | 1800
ELE-2021-104686 | 750-765-9452 | 4551 COX RD, GLEN ALLEN, VA 23060 | INNSBROOK SC K BL D AC | Three Chopt | 2021/11/02 | Electrical Permit | Alteration | Tenant Upfit | 2900
ELE-2021-104695 | 783-742-4699 | 1600 WESTBROOK AVE, HENRICO, VA 23227-3337 | NL WESTBROOK AVE AC | Fairfield | 2021/11/02 | Electrical Permit | Alteration | Commercial Building | 4800
ELE-2021-104702 | 801-730-8995 | 1810 OAK HILL LN, HENRICO, VA 23223 | OAK HILL BL E LT | Fairfield | 2021/11/01 | Electrical Permit | Repair/Replacement | Other (please describe in detail below) | 865
ELE-2021-104704 | 786-762-1662 | 900 AYERS WAY, GLEN ALLEN, VA 23060 | AYERS TAVERN BL A LT | Fairfield | 2021/11/01 | Electrical Permit | Repair/Replacement | Fire Damage | 1000
ELE-2021-104721 | 809-731-5471 | 3892 HARVIE RD, HENRICO, VA 23223 | HARVIE POINT SC 1 BL B LT | Fairfield | 2021/11/01 | Electrical Permit | New Installation | Dwelling/Home Installation | 3500
ELE-2021-104749 | 830-715-7769 | 127 SEVEN PINES AVE, SANDSTON, VA 23150 | SEVEN PINES VILLA SC A BL A LT | Varina | 2021/11/01 | Electrical Permit | Alteration | Other (please describe in detail below) | 250
ELE-2021-104755 | 773-745-0783 | 4133 TOWNHOUSE RD, HENRICO, VA 23228 | STAPLES MILL RD AC | Brookland | 2021/11/02 | Electrical Permit | Repair/Replacement | Commercial Building | 5000
ELE-2021-104758 | 773-745-0783 | 4117 TOWNHOUSE RD, HENRICO, VA 23228 | STAPLES MILL RD AC | Brookland | 2021/11/02 | Electrical Permit | Repair/Replacement | Commercial Building | 5000
ELE-2021-104772 | 819-715-6022 | 4903 ANNLYN DR, SANDSTON, VA 23150 | SANBURNE PARK SC A BL D LT | Varina | 2021/11/02 | Electrical Permit | Alteration | Solar | 21460
ELE-2021-104773 | 761-772-8720 | 11019 SPRINGFIELD CT, GLEN ALLEN, VA 23060 | SPRINGFIELD SC A BL A LT | Brookland | 2021/11/09 | Electrical Permit | New Installation | Other (please describe in detail below) | 2000
ELE-2021-104782 | 783-742-4699 | 1600 WESTBROOK AVE, HENRICO, VA 23227-3337 | NL WESTBROOK AVE AC | Fairfield | 2021/11/02 | Electrical Permit | Alteration | Commercial Building | 4600
ELE-2021-104786 | 770-753-6858 | 6808 STONEMAN RD, HENRICO, VA 23228 | HERMITAGE FARMS BL B LT | Brookland | 2021/11/02 | Electrical Permit | Alteration | Tenant Upfit | 11091
ELE-2021-104791 | 840-696-0700 | 7200 GILL DALE RD, HENRICO, VA 23231 | GILL DALE FARMS SC A BL A LT | Varina | 2021/11/22 | Electrical Permit | New Installation | Pool/Spa | 500
ELE-2021-104802 | 736-778-4980 | 12309 MELCROFT PL, GLEN ALLEN, VA 23059-6983 | GLEN ABBEY @WYNDHAM SC A BL A LT | Three Chopt | 2021/11/02 | Electrical Permit | Repair/Replacement | Other (please describe in detail below) | 1129
ELE-2021-104806 | 745-732-5623 | 8908 HIGHFIELD RD, HENRICO, VA 23229 | MOORELAND FARMS SC 3 BL G LT | Tuckahoe | 2021/11/02 | Electrical Permit | New Installation | Generator | 10485
ELE-2021-104809 | 760-757-0492 | 8912 MAPLEVIEW AVE, HENRICO, VA 23294 | TRADITIONAL MANOR SC B BL B LT | Brookland | 2021/11/02 | Electrical Permit | Repair/Replacement | Other (please describe in detail below) | 1169
ELE-2021-104811 | 839-698-5795 | 4958 CHARLES CITY RD, HENRICO, VA 23231 | CHARLES CITY RD AC | Varina | 2021/11/02 | Electrical Permit | Repair/Replacement | Other (please describe in detail below) | 1295
ELE-2021-104813 | 774-760-8057 | 9523 BONANZA ST, HENRICO, VA 23228 | WOODMAN TERRACE SC O BL F LT | Fairfield | 2021/11/02 | Electrical Permit | Repair/Replacement | Other (please describe in detail below) | 830
ELE-2021-104817 | 814-720-8462 | 5474 BRANDON BLUFF WAY, HENRICO, VA 23223 | OAKLEYS CHASE SC 5 BL A LT | Fairfield | 2021/11/02 | Electrical Permit | Alteration | Solar | 72660
ELE-2021-104838 | 781-759-2930 | 1703 LITTLETON BLVD, HENRICO, VA 23228 | WS LITTLETON BLVD AC | Fairfield | 2021/11/02 | Electrical Permit | New Installation | Generator | 10485
ELE-2021-104847 | 749-752-3311 | 9617 WOODSTREAM DR, HENRICO, VA 23238 | QUAIL RUN SC A BL A LT | Tuckahoe | 2021/11/02 | Electrical Permit | New Installation | Service | 1600
ELE-2021-104851 | 823-723-3296 | 204 E NINE MILE RD, HENRICO, VA 23075 | HIGHLAND SPRINGS SC 1 BL J LT | Varina | 2021/11/09 | Electrical Permit | New Installation | Temporary Power Pole | 500
ELE-2021-104852 | 749-765-1793 | 4528 CEDAR FOREST RD, GLEN ALLEN, VA 23060 | CEDARS AT INNSBROOK SC B BL A LT | Three Chopt | 2021/11/02 | Electrical Permit | Repair/Replacement | Other (please describe in detail below) | 2446
ELE-2021-104870 | 751-740-8242 | 8814 MICHAUX LN, HENRICO, VA 23229 | HILL AND DALE SC C BL D LT | Tuckahoe | 2021/11/03 | Electrical Permit | Repair/Replacement | Other (please describe in detail below) | 12440
ELE-2021-104874 | 835-692-1127 | 4501 KARA DR, HENRICO, VA 23231 | YAHLEY MILL ESTATES SC A BL A LT | Varina | 2021/11/03 | Electrical Permit | Repair/Replacement | Other (please describe in detail below) | 12250
ELE-2021-104895 | 767-762-6351 | 9901 ALF CT, GLEN ALLEN, VA 23060 | TALL TIMBERS SC G BL G LT | Brookland | 2021/11/03 | Electrical Permit | Repair/Replacement | Other (please describe in detail below) | 1500
ELE-2021-104901 | 766-751-2348 | 4707 SHRADER CT, HENRICO, VA 23228 | WS WISTAR RD AC | Brookland | 2021/11/03 | Electrical Permit | Repair/Replacement | Other (please describe in detail below) | 950
ELE-2021-104919 | 760-749-2039 | 2301 MARROIT RD, HENRICO, VA 23229 | CAVALIER PARK SC A BL C LT | Three Chopt | 2021/11/04 | Electrical Permit | Repair/Replacement | Other (please describe in detail below) | 2700
ELE-2021-104922 | 764-759-2188 | 9520 HUNGARY WOODS DR, GLEN ALLEN, VA 23060 | HUNGARY WOODS SC 1 BL C LT | Brookland | 2021/11/04 | Electrical Permit | Alteration | Solar | 1000
ELE-2021-104929 | 759-740-5044 | 7704 HOLLINS RD, HENRICO, VA 23229 | ROLLINGWOOD TR F LT | Tuckahoe | 2021/11/03 | Electrical Permit | Repair/Replacement | Other (please describe in detail below) | 944
ELE-2021-104932 | 805-734-1788 | 3712 ARBORGROVE CT, HENRICO, VA 23223 | ALDERSGATE SC A BL A LT | Fairfield | 2021/11/03 | Electrical Permit | New Installation | Solar | 35150
ELE-2021-104938 | 750-742-2855 | 1117 RED HAWK RD, HENRICO, VA 23229 | SAINT ANDREWS TER BL A LT | Tuckahoe | 2021/11/03 | Electrical Permit | New Installation | Solar | 30303
ELE-2021-104939 | 805-734-1788 | 3712 ARBORGROVE CT, HENRICO, VA 23223 | ALDERSGATE SC A BL A LT | Fairfield | 2021/11/03 | Electrical Permit | Alteration | Solar | 1000
ELE-2021-104942 | 757-731-1862 | 215 ROSS RD, HENRICO, VA 23229 | BRIARFIELD BL B LT | Tuckahoe | 2021/11/03 | Electrical Permit | Repair/Replacement | Other (please describe in detail below) | 545
ELE-2021-104955 | 784-753-9009 | 7506 SEMINARY AVE, HENRICO, VA 23227 | STUART RIDGE ADDN BL G LT | Fairfield | 2021/11/03 | Electrical Permit | Repair/Replacement | Other (please describe in detail below) | 390.9
ELE-2021-104957 | 768-748-3572 | 3245 BASIE RD, HENRICO, VA 23228 | SL BASIE RD AC | Brookland | 2021/11/09 | Electrical Permit | New Installation | Generator | 15265.6
ELE-2021-104958 | 741-761-3418 | 11341 W BROAD ST, GLEN ALLEN, VA 23060 | THREE CHOPT RD AC | Three Chopt | 2021/11/16 | Electrical Permit | Alteration | Tenant Upfit | 24000
ELE-2021-104960 | 782-772-4060 | 10952 POINTER HOLLY PATH, GLEN ALLEN, VA 23059 | RIVER MILL SC 3 BL F LT | Fairfield | 2021/11/04 | Electrical Permit | Alteration | Solar | 1000
ELE-2021-104963 | 743-733-9286 | 401 WELWYN RD, HENRICO, VA 23229 | DORSET WOODS SOUTH SC A BL H LT | Tuckahoe | 2021/11/04 | Electrical Permit | Alteration | Dwelling/Home Installation | 6850
ELE-2021-104973 | 819-718-5033 | 5400 INTERNATIONAL TRADE DR, HENRICO, VA 23231 | INTERNATNL BUS PARK BL A AC | Varina | 2021/11/04 | Electrical Permit | Repair/Replacement | Commercial Building | 18000
ELE-2021-104978 | 809-732-8207 | 3816 PURPLE HAZE CT, HENRICO, VA 23223 | HARVIE POINT SC 1 BL A LT | Fairfield | 2021/11/04 | Electrical Permit | New Installation | Dwelling/Home Installation | 3500
ELE-2021-104985 | 748-763-6189 | 5000 DOMINION BLVD, GLEN ALLEN, VA 23060 | INNSLAKE DRIVE AC | Three Chopt | 2021/11/15 | Electrical Permit | Repair/Replacement | Site Lighting | 50000
ELE-2021-104989 | 764-767-0201 | 6537 LIDDY CIR, GLEN ALLEN, VA 23060 | BRITLYN SOUTH BL B LT | Brookland | 2021/11/04 | Electrical Permit | New Installation | Dwelling/Home Installation | 3700
ELE-2021-105008 | 793-758-2945 | 8369 HAWK NEST DR, HENRICO, VA 23227 | ASHBURY AT STONELEIGH SC 2 BL A LT | Fairfield | 2021/11/04 | Electrical Permit | Repair/Replacement | Other (please describe in detail below) | 10727
ELE-2021-105038 | 836-697-4564 | 7021 YAHLEY MILL RD, HENRICO, VA 23231 | EL YAHLEY MILL RD AC | Varina | 2021/11/04 | Electrical Permit | Repair/Replacement | Other (please describe in detail below) | 12422
ELE-2021-105039 | 782-768-4145 | 10509 WYLIE LN, GLEN ALLEN, VA 23059 | MAGNOLIA RIDGE SC 1 BL D LT | Fairfield | 2021/11/04 | Electrical Permit | Repair/Replacement | Other (please describe in detail below) | 10727
ELE-2021-105042 | 804-711-3477 | 1460 DARBYTOWN RD, HENRICO, VA 23231 | REGINA PARK BL A LT | Varina | 2021/11/04 | Electrical Permit | Repair/Replacement | Other (please describe in detail below) | 12327
ELE-2021-105047 | 792-743-2391 | 330 FLICKER DR, HENRICO, VA 23227 | MEADOWOOD SC 3 BL D LT | Fairfield | 2021/11/04 | Electrical Permit | Alteration | Solar | 38960
ELE-2021-105062 | 861-702-8183 | 5311 WHITE OAK DR, SANDSTON, VA 23150 | SCANDIA LAKE SC 2 BL J LT | Varina | 2021/11/04 | Electrical Permit | Repair/Replacement | Other (please describe in detail below) | 10727
ELE-2021-105068 | 822-723-2150 | 109 S IVY AVE, HENRICO, VA 23075 | HIGHLAND SPRINGS SC 8 BL E LT | Varina | 2021/11/04 | Electrical Permit | Alteration | Other (please describe in detail below) | 250
ELE-2021-105072 | 731-764-2139 | 3507 VINERY AVE, HENRICO, VA 23233-7604 | GREENGATE SC 4 BL V LT | Three Chopt | 2021/11/04 | Electrical Permit | New Installation | Generator | 9100
ELE-2021-105094 | 785-753-8787 | 7604 NOBLE AVE, HENRICO, VA 23227 | BROOKSIDE GARDENS SC A LT | Fairfield | 2021/11/05 | Electrical Permit | Alteration | Dwelling/Home Installation | 3150
ELE-2021-105107 | 841-700-0046 | 6712 WHITELAKE DR, HENRICO, VA 23231 | WHITE OAK FOREST SC 2 BL B LT | Varina | 2021/11/05 | Electrical Permit | New Installation | Pool/Spa | 300
ELE-2021-105117 | 737-765-4392 | 4535 PAXTON GLEN CT, GLEN ALLEN, VA 23059-5805 | ENCLAVE AT BACOVA SC 1 BL B LT | Three Chopt | 2021/11/05 | Electrical Permit | Alteration | Solar | 25110
ELE-2021-105130 | 754-749-8997 | 2013 DRESDEN RD, HENRICO, VA 23229 | WEDGEWOOD PARK SC A BL B LT | Three Chopt | 2021/11/05 | Electrical Permit | Alteration | Dwelling/Home Installation | 5000
ELE-2021-105134 | 743-747-7265.022 | 1808 GLEN WILLOW CIR, HENRICO, VA 23238 | WILLOW GLEN UN | Tuckahoe | 2021/11/05 | Electrical Permit | New Installation | Generator | 8685
ELE-2021-105167 | 781-743-7332 | 2101 BUCKINGHAM AVE, HENRICO, VA 23228 | BRYAN PARKWAY SC A BL 7 LT | Fairfield | 2021/11/08 | Electrical Permit | Repair/Replacement | Other (please describe in detail below) | 2000
ELE-2021-105171 | 754-756-2236 | 9701 PEMBERTON CROSSING DR, HENRICO, VA 23294 | PEMBERTON CROSSING SC A BL A LT | Three Chopt | 2021/11/08 | Electrical Permit | Alteration | Solar | 7500
ELE-2021-105175 | 780-743-1179 | 2400 KENMORE RD, HENRICO, VA 23228 | BRYAN PARKWAY SC B BL 18 LT | Brookland | 2021/11/08 | Electrical Permit | Repair/Replacement | Dwelling/Home Installation | 1800
ELE-2021-105190 | 785-762-1856 | 9400 TELEGRAPH RD, GLEN ALLEN, VA 23060 | BILTMORE SC B BL 16 LT | Fairfield | 2021/11/08 | Electrical Permit | New Installation | Generator | 10000
ELE-2021-105197 | 748-776-4003 | 4904 HUNTER HILL TER, GLEN ALLEN, VA 23059 | STABLE HILL SC 1 BL E LT | Three Chopt | 2021/11/08 | Electrical Permit | Alteration | Solar | 10710
ELE-2021-105200 | 852-693-8210 | 6312 HINES RD, HENRICO, VA 23231 | HINES RD AC | Varina | 2021/11/10 | Electrical Permit | New Installation | Generator | 5000
ELE-2021-105226 | 753-738-3553 | 408 GLENDALE DR, HENRICO, VA 23229 | RIDGEVIEW SC 2 BL E LT | Tuckahoe | 2021/11/12 | Electrical Permit | Repair/Replacement | Other (please describe in detail below) | 10600
ELE-2021-105232 | 741-745-5054 | 1602 PUMP RD, HENRICO, VA 23238 | CANTERBURY SC 11 BL L LT | Tuckahoe | 2021/11/12 | Electrical Permit | Alteration | Other (please describe in detail below) | 11500
ELE-2021-105235 | 740-749-1700 | 10801 NORTH BANK RD, HENRICO, VA 23238 | WHITAKER WOODS SC C BL G LT | Tuckahoe | 2021/11/12 | Electrical Permit | New Installation | Generator | 12000
ELE-2021-105236 | 764-740-4732 | 6811 PARK AVE, HENRICO, VA 23226 | DUNTREATH SC B BL 14 LT | Brookland | 2021/11/08 | Electrical Permit | New Installation | Generator | 10650
ELE-2021-105256 | 734-774-1360 | 5724 STONEHURST ESTATES TER, GLEN ALLEN, VA 23059 | STONEHURST SC 2 BL A LT | Three Chopt | 2021/11/08 | Electrical Permit | New Installation | Generator | 1000
ELE-2021-105259 | 836-691-8062 | 4700 GLENFINNIAN DR, HENRICO, VA 23231 | YAHLEY MILL EAST SC B BL A LT | Varina | 2021/11/08 | Electrical Permit | Alteration | Other (please describe in detail below) | 9975
ELE-2021-105261 | 756-738-1001 | 8218 RIDGE RD, HENRICO, VA 23229 | RIDGE RUN SC 1 BL A LT | Tuckahoe | 2021/11/12 | Electrical Permit | Alteration | Other (please describe in detail below) | 12000
ELE-2021-105264 | 813-723-3179 | 5002 COLWYCK DR, HENRICO, VA 23223 | HECHLER VILLAGE SC 10 BL X LT | Fairfield | 2021/11/08 | Electrical Permit | Alteration | Other (please describe in detail below) | 300
ELE-2021-105265 | 764-772-1469 | 11004 WINGSTEM CT, GLEN ALLEN, VA 23060 | HUNTON MEADOWS SC A BL C LT | Brookland | 2021/11/08 | Electrical Permit | Alteration | Solar | 1000
ELE-2021-105267 | 748-759-5797 | 10869 W BROAD ST, GLEN ALLEN, VA 23060 | SS BROAD ST RD AC | Three Chopt | 2021/11/09 | Electrical Permit | Alteration | Low Voltage | 3600
ELE-2021-105279 | 736-767-1853 | 4701 SMITH GROVE DR, GLEN ALLEN, VA 23059-5722 | SMITH GROVE AT BACOVA SC 1 BL A LT | Three Chopt | 2021/11/08 | Electrical Permit | Alteration | Solar | 5355
ELE-2021-105302 | 822-688-9698 | 7709 SHOVELER DR, HENRICO, VA 23231 | FOUR MILE RUN SC D BL J LT | Varina | 2021/11/09 | Electrical Permit | Alteration | Solar | 49996
ELE-2021-105304 | 751-765-7217 | 4604 BREITHORNE CT, GLEN ALLEN, VA 23060 | VILLAGE @ INNSBROOK SC A BL B LT | Three Chopt | 2021/11/09 | Electrical Permit | Alteration | Other (please describe in detail below) | 11500
ELE-2021-105320 | 757-730-8097 | 217 CULPEPER RD, HENRICO, VA 23229 | WESTHAM RIDGE LT | Tuckahoe | 2021/11/09 | Electrical Permit | Alteration | Other (please describe in detail below) | 12000
ELE-2021-105322 | 780-743-6660 | 2309 KENMORE RD, HENRICO, VA 23228 | BRYAN PARKWAY SC B BL 10 LT | Brookland | 2021/11/09 | Electrical Permit | Repair/Replacement | Other (please describe in detail below) | 1358
ELE-2021-105323 | 806-680-8917 | 8851 OSBORNE TPKE, HENRICO, VA 23231 | ES OSBORNE PIKE AC | Varina | 2021/11/09 | Electrical Permit | Repair/Replacement | Service | 500
ELE-2021-105402 | 806-715-1651 | 4702 BUTLER ST, HENRICO, VA 23231 | KEMP HEIGHTS LT | Varina | 2021/11/09 | Electrical Permit | New Installation | Solar | 42711
ELE-2021-105408 | 754-743-7239 | 8507 JESSE SENIOR DR, HENRICO, VA 23229 | JESSIE SENIOR DR AC | Tuckahoe | 2021/11/19 | Electrical Permit | Alteration | Other (please describe in detail below) | 4500
ELE-2021-105414 | 758-738-7618 | 602 BALDWIN RD, HENRICO, VA 23229 | WESTHAM BL BB LT | Tuckahoe | 2021/11/22 | Electrical Permit | New Installation | Other (please describe in detail below) | 1250
ELE-2021-105427 | 741-771-0052 | 11317 GREY OAKS ESTATES WAY, GLEN ALLEN, VA 23059 | ESTATES AT GREY OAKS SC 3 BL B LT | Three Chopt | 2021/11/15 | Electrical Permit | Alteration | Dwelling/Home Installation | 1000
ELE-2021-105429 | 799-728-0584 | 0 ANNISTON ST, HENRICO, VA 23223 | SEBREE'S ADDITION BL N LT | Fairfield | 2021/11/23 | Electrical Permit | Alteration | Other (please describe in detail below) | 4500
ELE-2021-105464 | 762-743-5002 | 1401 FOSTER RD, HENRICO, VA 23226 | BUCKINGHAM PARK BL D LT | Tuckahoe | 2021/11/10 | Electrical Permit | Repair/Replacement | Other (please describe in detail below) | 800
ELE-2021-105474 | 747-745-6174 | 1406 WESTRIDGE RD, HENRICO, VA 23229 | FARMINGTON SC G BL V LT | Tuckahoe | 2021/11/10 | Electrical Permit | New Installation | Solar | 10944
ELE-2021-105483 | 818-707-0077 | 2841 CHARLES CITY RD, HENRICO, VA 23231 | CHARLES CITY RD AC | Varina | 2021/11/15 | Electrical Permit | Alteration | Commercial Building | 2500
ELE-2021-105489 | 738-770-7547 | 11948 WESTCOTT LANDING CT, GLEN ALLEN, VA 23059-7078 | WESTCOTT AT GREY OAKS BL A LT | Three Chopt | 2021/11/10 | Electrical Permit | Alteration | Solar | 35255
ELE-2021-105490 | 850-689-4240 | 7912 GLENDALE ESTATES DR, HENRICO, VA 23231 | GLENDALE ESTATES SC A BL A LT | Varina | 2021/11/10 | Electrical Permit | Alteration | Solar | 52000
ELE-2021-105498 | 747-745-6174 | 1406 WESTRIDGE RD, HENRICO, VA 23229 | FARMINGTON SC G BL V LT | Tuckahoe | 2021/11/10 | Electrical Permit | Repair/Replacement | Service | 3100
ELE-2021-105502 | 740-774-3898 | 12029 CAMERON CREEK RD, GLEN ALLEN, VA 23059 | CAMERON AT GREY OAKS SC 2 BL A LT | Three Chopt | 2021/11/15 | Electrical Permit | Alteration | Dwelling/Home Installation | 4000
ELE-2021-105505 | 737-766-2825 | 12221 ELNORA LN, GLEN ALLEN, VA 23059-5805 | ENCLAVE AT BACOVA SC 1 BL C LT | Three Chopt | 2021/11/10 | Electrical Permit | Alteration | Solar | 31920
ELE-2021-105521 | 815-721-3804 | 5408 ZOE CT, HENRICO, VA 23223 | OAKLEYS CHASE SC 2 BL A LT | Fairfield | 2021/11/12 | Electrical Permit | Repair/Replacement | Other (please describe in detail below) | 2408
ELE-2021-105522 | 742-755-6442 | 2400 LOREINE'S LANDING LN, HENRICO, VA 23233 | LAKE LOREINE SC F BL A LT | Three Chopt | 2021/11/12 | Electrical Permit | Alteration | Solar | 1000
ELE-2021-105534 | 783-746-8981 | 2028 CEDARBIRD WAY, HENRICO, VA 23228 | LAKESIDE LANDING SC 2 BL B LT | Fairfield | 2021/11/12 | Electrical Permit | New Installation | Dwelling/Home Installation | 4500
ELE-2021-105537 | 815-721-3527 | 421 DANIEL BLUFF LN, HENRICO, VA 23223 | OAKLEYS CHASE SC 3 BL A LT | Fairfield | 2021/11/12 | Electrical Permit | Alteration | Solar | 1000
ELE-2021-105539 | 755-747-4692 | 8410 MICHAEL RD, HENRICO, VA 23229 | MICHAELSDALE BL A LT | Three Chopt | 2021/11/12 | Electrical Permit | Alteration | Solar | 1000
ELE-2021-105541 | 798-736-6912 | 1410 YOUNG ST, HENRICO, VA 23222 | EAST HIGHLAND PARK BL 10 LT | Fairfield | 2021/11/12 | Electrical Permit | Alteration | Solar | 1000
ELE-2021-105543 | 765-756-2329 | 5746 TRAFALGAR PARK, HENRICO, VA 23228 | N S PARHAM RD AC | Brookland | 2021/11/15 | Electrical Permit | Alteration | Other (please describe in detail below) | 450
ELE-2021-105544 | 766-740-9759 | 6515 FITZHUGH AVE, HENRICO, VA 23226 | WESTHAVEN SC B LT | Tuckahoe | 2021/11/12 | Electrical Permit | Repair/Replacement | Other (please describe in detail below) | 4245
ELE-2021-105561 | 806-717-7325 | 4404 EANES LN, HENRICO, VA 23231 | KINGS HILL BL E LT | Varina | 2021/11/12 | Electrical Permit | Repair/Replacement | Other (please describe in detail below) | 782
ELE-2021-105563 | 767-760-4436 | 9654 LAUREL HEIGHTS CT, GLEN ALLEN, VA 23060 | LAUREL HEIGHTS SC D LT | Brookland | 2021/11/12 | Electrical Permit | New Installation | Dwelling/Home Installation | 15500
ELE-2021-105571 | 805-692-5580 | 7509 FIRST LANDING CT, HENRICO, VA 23231 | SETTLERS RIDGE SC B BL C LT | Varina | 2021/11/12 | Electrical Permit | Repair/Replacement | Other (please describe in detail below) | 545
ELE-2021-105597 | 808-736-1230 | 3249 PURVIS RD, HENRICO, VA 23223 | OAK GLEN SC 4 BL D LT | Fairfield | 2021/11/12 | Electrical Permit | Alteration | Solar | 14060
ELE-2021-105613 | 750-743-2096 | 9123 FARMINGTON DR, HENRICO, VA 23229 | FARMINGTON SC E BL N LT | Tuckahoe | 2021/11/12 | Electrical Permit | Repair/Replacement | Dwelling/Home Installation | 1400
ELE-2021-105618 | 812-729-2868 | 3508 CEDAR COMMONS RD, HENRICO, VA 23223 | CEDAR RUN SC 2 BL A LT | Fairfield | 2021/11/12 | Electrical Permit | Alteration | Solar | 28120
ELE-2021-105635 | 806-693-2805 | 7501 SETTLERS RIDGE CT, HENRICO, VA 23231 | SETTLERS RIDGE SC B BL E LT | Varina | 2021/11/15 | Electrical Permit | New Installation | Generator | 12017.87
ELE-2021-105639 | 778-747-5313 | 2629 MAPLEWOOD RD, HENRICO, VA 23228 | HERMITAGE PARK BL 16 LT | Brookland | 2021/11/12 | Electrical Permit | Repair/Replacement | Other (please describe in detail below) | 2066
ELE-2021-105647 | 751-768-9518 | 4840 COX RD, GLEN ALLEN, VA 23060 | INNSBROOK NORTH SC B BL B AC | Three Chopt | 2021/11/17 | Electrical Permit | Alteration | Commercial Building | 23000
ELE-2021-105669 | 747-754-9557 | 2300 CEDARFIELD PKWY, HENRICO, VA 23233 | S OF THREE CHOPT RD AC | Three Chopt | 2021/11/15 | Electrical Permit | Alteration | Other (please describe in detail below) | 800
ELE-2021-105675 | 822-687-1248 | 8029 STONEMEADE DR, HENRICO, VA 23231 | FOUR MILE RUN SC F BL L LT | Varina | 2021/11/15 | Electrical Permit | New Installation | Solar | 42719
ELE-2021-105676 | 752-741-7436 | 907 TURNBULL AVE, HENRICO, VA 23229 | HILL AND DALE SC D BL A LT | Tuckahoe | 2021/11/15 | Electrical Permit | Alteration | Other (please describe in detail below) | 10500
ELE-2021-105678 | 756-758-6762 | 9405 ALAMEDA AVE, HENRICO, VA 23294 | HUNTINGTON SC 7 BL N LT | Brookland | 2021/11/15 | Electrical Permit | New Installation | Generator | 10000
ELE-2021-105680 | 764-760-6048 | 8481 HUNGARY RD, GLEN ALLEN, VA 23060 | SL HUNGARY RD AC | Brookland | 2021/11/17 | Electrical Permit | New Installation | Sign | 1000
ELE-2021-105695 | 764-767-2142 | 6509 LIDDY CIR, GLEN ALLEN, VA 23060 | BRITLYN SOUTH BL B LT | Brookland | 2021/11/15 | Electrical Permit | New Installation | Dwelling/Home Installation | 3500
ELE-2021-105710 | 779-750-9206 | 7104 HERMITAGE RD, HENRICO, VA 23228 | WL HERMITAGE ROAD AC | Brookland | 2021/11/15 | Electrical Permit | Repair/Replacement | Other (please describe in detail below) | 2040
ELE-2021-105712 | 757-756-4724 | 9125 W BROAD ST #A, HENRICO, VA 23294 | S S BROAD ST ROAD AC | Three Chopt | 2021/11/15 | Electrical Permit | Repair/Replacement | Commercial Building | 500
ELE-2021-105734 | 812-723-6518 | 302 DUBERRY DR, HENRICO, VA 23223 | HECHLER VILLAGE SC 8 BL T LT | Fairfield | 2021/11/15 | Electrical Permit | New Installation | Generator | 7800
ELE-2021-105745 | 808-715-1342 | 2708 FARRAND ST, HENRICO, VA 23231 | SHURM HEIGHTS SC D BL A LT | Varina | 2021/11/15 | Electrical Permit | Alteration | Other (please describe in detail below) | 250
ELE-2021-105756 | 855-709-1765 | 707 RASMUSSEN DR, SANDSTON, VA 23150 | WINDSOR SC C BL F LT | Varina | 2021/11/15 | Electrical Permit | New Installation | Generator | 5000
ELE-2021-105768 | 802-738-1776 | 2002 SPRINGDALE RD, HENRICO, VA 23222 | HENRICO HEIGHTS LT | Fairfield | 2021/11/15 | Electrical Permit | New Installation | Solar | 34460
ELE-2021-105776 | 783-746-9182 | 2026 CEDARBIRD WAY, HENRICO, VA 23228 | LAKESIDE LANDING SC 2 BL B LT | Fairfield | 2021/11/15 | Electrical Permit | New Installation | Dwelling/Home Installation | 4500
ELE-2021-105781 | 783-746-9382 | 2024 CEDARBIRD WAY, HENRICO, VA 23228 | LAKESIDE LANDING SC 2 BL B LT | Fairfield | 2021/11/16 | Electrical Permit | New Installation | Dwelling/Home Installation | 4500
ELE-2021-105782 | 764-743-6282 | 1812 HARVARD RD, HENRICO, VA 23226 | CRESTVIEW SC B LT | Tuckahoe | 2021/11/16 | Electrical Permit | Alteration | Solar | 1000
ELE-2021-105796 | 774-739-8906 | 2120 STAPLES MILL RD, HENRICO, VA 23230 | MAYFIELD LT | Brookland | 2021/11/17 | Electrical Permit | Alteration | Tenant Upfit | 58160
ELE-2021-105810 | 783-746-9583 | 2022 CEDARBIRD WAY, HENRICO, VA 23228 | LAKESIDE LANDING SC 2 BL B LT | Fairfield | 2021/11/16 | Electrical Permit | New Installation | Dwelling/Home Installation | 4500
ELE-2021-105816 | 783-746-9783 | 2020 CEDARBIRD WAY, HENRICO, VA 23228 | LAKESIDE LANDING SC 2 BL B LT | Fairfield | 2021/11/16 | Electrical Permit | New Installation | Dwelling/Home Installation | 4500
ELE-2021-105817 | 783-746-8988 | 5500 WENRICH DR, HENRICO, VA 23228 | LAKESIDE LANDING SC 2 BL C LT | Fairfield | 2021/11/16 | Electrical Permit | New Installation | Dwelling/Home Installation | 4500
ELE-2021-105818 | 783-746-8990 | 5502 WENRICH DR, HENRICO, VA 23228 | LAKESIDE LANDING SC 2 BL C LT | Fairfield | 2021/11/16 | Electrical Permit | New Installation | Dwelling/Home Installation | 4500
ELE-2021-105819 | 783-746-8992 | 5504 WENRICH DR, HENRICO, VA 23228 | LAKESIDE LANDING SC 2 BL C LT | Fairfield | 2021/11/16 | Electrical Permit | New Installation | Dwelling/Home Installation | 4500
ELE-2021-105821 | 783-746-8994 | 5506 WENRICH DR, HENRICO, VA 23228 | LAKESIDE LANDING SC 2 BL C LT | Fairfield | 2021/11/16 | Electrical Permit | New Installation | Dwelling/Home Installation | 4500
ELE-2021-105822 | 783-746-8996 | 5508 WENRICH DR, HENRICO, VA 23228 | LAKESIDE LANDING SC 2 BL C LT | Fairfield | 2021/11/16 | Electrical Permit | New Installation | Dwelling/Home Installation | 4500
ELE-2021-105823 | 783-746-8998 | 5510 WENRICH DR, HENRICO, VA 23228 | LAKESIDE LANDING SC 2 BL C LT | Fairfield | 2021/11/16 | Electrical Permit | New Installation | Dwelling/Home Installation | 4500
ELE-2021-105824 | 751-767-0759 | 10900 NUCKOLS RD, GLEN ALLEN, VA 23060 | INNSBROOK NORTH SC C BL B AC | Three Chopt | 2021/11/16 | Electrical Permit | Alteration | Low Voltage | 3200
ELE-2021-105828 | 783-747-8800 | 5512 WENRICH DR, HENRICO, VA 23228 | LAKESIDE LANDING SC 2 BL C LT | Fairfield | 2021/11/16 | Electrical Permit | New Installation | Dwelling/Home Installation | 4500
ELE-2021-105829 | 783-747-8803 | 5514 WENRICH DR, HENRICO, VA 23228 | LAKESIDE LANDING SC 2 BL C LT | Fairfield | 2021/11/16 | Electrical Permit | New Installation | Dwelling/Home Installation | 4500
ELE-2021-105830 | 784-746-2171 | 2023 WOOD OWL WAY, HENRICO, VA 23227-2256 | LAKESIDE LANDING SC 2 BL G LT | Fairfield | 2021/11/16 | Electrical Permit | New Installation | Dwelling/Home Installation | 4500
ELE-2021-105833 | 784-746-2471 | 2021 WOOD OWL WAY, HENRICO, VA 23227-2256 | LAKESIDE LANDING SC 2 BL G LT | Fairfield | 2021/11/16 | Electrical Permit | New Installation | Dwelling/Home Installation | 4500
ELE-2021-105836 | 784-746-2671 | 2019 WOOD OWL WAY, HENRICO, VA 23227-2256 | LAKESIDE LANDING SC 2 BL G LT | Fairfield | 2021/11/16 | Electrical Permit | New Installation | Dwelling/Home Installation | 4500
ELE-2021-105837 | 784-746-2871 | 2017 WOOD OWL WAY, HENRICO, VA 23227-2256 | LAKESIDE LANDING SC 2 BL G LT | Fairfield | 2021/11/16 | Electrical Permit | New Installation | Dwelling/Home Installation | 4500
ELE-2021-105838 | 782-763-3409 | 1404 MILLER AVE, GLEN ALLEN, VA 23060 | LONGDALE BL 1 LT | Fairfield | 2021/11/16 | Electrical Permit | Repair/Replacement | Service | 500
ELE-2021-105840 | 784-746-3071 | 2015 WOOD OWL WAY, HENRICO, VA 23227-2256 | LAKESIDE LANDING SC 2 BL G LT | Fairfield | 2021/11/16 | Electrical Permit | New Installation | Dwelling/Home Installation | 4500
ELE-2021-105843 | 784-746-3271 | 2013 WOOD OWL WAY, HENRICO, VA 23227-2256 | LAKESIDE LANDING SC 2 BL G LT | Fairfield | 2021/11/16 | Electrical Permit | New Installation | Dwelling/Home Installation | 4500
ELE-2021-105846 | 784-746-3471 | 2011 WOOD OWL WAY, HENRICO, VA 23227-2256 | LAKESIDE LANDING SC 2 BL G LT | Fairfield | 2021/11/16 | Electrical Permit | New Installation | Dwelling/Home Installation | 4500
ELE-2021-105847 | 774-779-1356 | 11938 OLD WASHINGTON HWY, GLEN ALLEN, VA 23059 | LAKEVIEW LT | Brookland | 2021/11/16 | Electrical Permit | Alteration | Other (please describe in detail below) | 400
ELE-2021-105850 | 733-752-8820 | 11100 E LANGHAM CT, HENRICO, VA 23233-2207 | RIDGEFIELD SC A BL F LT | Tuckahoe | 2021/11/16 | Electrical Permit | Alteration | Other (please describe in detail below) | 250
ELE-2021-105857 | 807-706-9533 | 1881 DARBYTOWN RD, HENRICO, VA 23231 | DARBYTOWN RD AC | Varina | 2021/11/16 | Electrical Permit | Repair/Replacement | Service | 4000
ELE-2021-105867 | 776-747-0192 | 2916 PINEHURST RD, HENRICO, VA 23228 | PINEHURST GARDENS BL F LT | Brookland | 2021/11/16 | Electrical Permit | Repair/Replacement | Fire Damage | 8000
ELE-2021-105868 | 752-767-4970 | 4801 COX RD, GLEN ALLEN, VA 23060 | INNSBROOK NORTH SC B BL C AC | Three Chopt | 2021/11/16 | Electrical Permit | Alteration | Tenant Upfit | 16420
ELE-2021-105875 | 861-704-7302 | 5321 SWIFT HILL LN, SANDSTON, VA 23150 | SCANDIA LAKE SC 2 BL F LT | Varina | 2021/11/18 | Electrical Permit | Alteration | Other (please describe in detail below) | 700
ELE-2021-105876 | 758-740-8615 | 914 BALDWIN RD, HENRICO, VA 23229 | ROLLINGWOOD TR G LT | Tuckahoe | 2021/11/16 | Electrical Permit | Repair/Replacement | Dwelling/Home Installation | 20000
ELE-2021-105897 | 815-721-8753 | 5404 MASON MANOR DR, HENRICO, VA 23223 | OAKLEYS CHASE SC 3 BL A LT | Fairfield | 2021/11/16 | Electrical Permit | Alteration | Solar | 31635
ELE-2021-105946 | 743-735-3980 | 103 N ERLWOOD CT, HENRICO, VA 23229 | CHESWICK SC 3 BL A LT | Tuckahoe | 2021/11/17 | Electrical Permit | Alteration | Dwelling/Home Installation | 11500
ELE-2021-105949 | 804-737-8547 | 4030 GROVE POINT DR, HENRICO, VA 23223 | GROVE POINT SC 1 BL K LT | Fairfield | 2021/11/17 | Electrical Permit | New Installation | Dwelling/Home Installation | 2600
ELE-2021-105950 | 804-737-8445 | 4028 GROVE POINT DR, HENRICO, VA 23223 | GROVE POINT SC 1 BL K LT | Fairfield | 2021/11/17 | Electrical Permit | New Installation | Dwelling/Home Installation | 2700
ELE-2021-105952 | 804-737-8443 | 4026 GROVE POINT DR, HENRICO, VA 23223 | GROVE POINT SC 1 BL K LT | Fairfield | 2021/11/17 | Electrical Permit | New Installation | Dwelling/Home Installation | 2500
ELE-2021-105954 | 804-737-8441 | 4024 GROVE POINT DR, HENRICO, VA 23223 | GROVE POINT SC 1 BL K LT | Fairfield | 2021/11/17 | Electrical Permit | New Installation | Dwelling/Home Installation | 2800
ELE-2021-105956 | 804-737-8438 | 4022 GROVE POINT DR, HENRICO, VA 23223 | GROVE POINT SC 1 BL K LT | Fairfield | 2021/11/17 | Electrical Permit | New Installation | Dwelling/Home Installation | 2600
ELE-2021-105958 | 763-767-9731 | 6520 LIDDY CIR, GLEN ALLEN, VA 23060 | BRITLYN SOUTH BL A LT | Brookland | 2021/11/17 | Electrical Permit | New Installation | Dwelling/Home Installation | 3100
ELE-2021-105971 | 736-768-7941 | 4767 HEPLER RIDGE WAY, GLEN ALLEN, VA 23059-5722 | SMITH GROVE AT BACOVA SC 3 BL A LT | Three Chopt | 2021/11/17 | Electrical Permit | Alteration | Solar | 10710
ELE-2021-105982 | 823-727-8653 | 406 KRAMER DR, HENRICO, VA 23075 | MEADOWVIEW BL E LT | Varina | 2021/11/17 | Electrical Permit | Repair/Replacement | Other (please describe in detail below) | 502
ELE-2021-105984 | 807-716-7858 | 2520 MERLE ST, HENRICO, VA 23231 | EASTHAVEN VILLAGE BL A LT | Varina | 2021/11/17 | Electrical Permit | Repair/Replacement | Other (please describe in detail below) | 375
ELE-2021-106005 | 739-762-0100 | 11577 W BROAD ST, HENRICO, VA 23233 | W BROAD ST AC | Three Chopt | 2021/11/19 | Electrical Permit | Alteration | Commercial Building | 7500
ELE-2021-106012 | 813-733-7227 | 4327 FOX TROTTER DR, HENRICO, VA 23223 | HILLCREST FARMS SC 2 BL E LT | Fairfield | 2021/11/17 | Electrical Permit | New Installation | Generator | 5687
ELE-2021-106030 | 747-732-1413 | 8899 RIVER RD, HENRICO, VA 23229 | RIVER RD AC | Tuckahoe | 2021/11/17 | Electrical Permit | New Installation | Dwelling/Home Installation | 5000
ELE-2021-106054 | 763-767-9424 | 6524 LIDDY CIR, GLEN ALLEN, VA 23060 | BRITLYN SOUTH BL A LT | Brookland | 2021/11/18 | Electrical Permit | New Installation | Dwelling/Home Installation | 2800
ELE-2021-106059 | 806-706-8830 | 1688 OLD OAKLAND RD, HENRICO, VA 23231 | BUENA VISTA LT | Varina | 2021/11/18 | Electrical Permit | Repair/Replacement | Service | 1700
ELE-2021-106095 | 762-759-3479 | 8605 LONEPINE RD, HENRICO, VA 23294 | WOODLAKE SC 1 BL B LT | Brookland | 2021/11/18 | Electrical Permit | Repair/Replacement | Fire Damage | 3200
ELE-2021-106098 | 800-735-9803 | 2100 BYRON ST, HENRICO, VA 23222 | MARTIN ANNEX BL 8 LT | Fairfield | 2021/11/18 | Electrical Permit | Alteration | Solar | 40830.48
ELE-2021-106101 | 762-769-4428 | 10811 STAPLES MILL RD, GLEN ALLEN, VA 23060 | NE LINE RT #33 AC | Brookland | 2021/11/19 | Electrical Permit | New Installation | Temporary Power Pole | 800
ELE-2021-106103 | 822-720-6569 | 509 S OAK AVE, HENRICO, VA 23075 | SCOTTIE FARMS SC A BL C LT | Varina | 2021/11/19 | Electrical Permit | Repair/Replacement | Dwelling/Home Installation | 1500
ELE-2021-106105 | 844-703-6378 | 951 TECHPARK PL, SANDSTON, VA 23150 | TECHPARK PL AC | Varina | 2021/11/19 | Electrical Permit | Repair/Replacement | Commercial Building | 28550
ELE-2021-106108 | 754-742-4894 | 8523 HOLLY HILL RD, HENRICO, VA 23229 | BEVERLY HILLS SC E BL K LT | Tuckahoe | 2021/11/18 | Electrical Permit | Repair/Replacement | Other (please describe in detail below) | 590
ELE-2021-106117 | 751-749-1572 | 9519 NEWHALL RD, HENRICO, VA 23229 | PINEDALE FARMS BL D LT | Tuckahoe | 2021/11/18 | Electrical Permit | Repair/Replacement | Other (please describe in detail below) | 899
ELE-2021-106140 | 762-761-9232 | 4428 HUNGARY GLEN TER, GLEN ALLEN, VA 23060 | HUNGARY GLEN BL A LT | Brookland | 2021/11/19 | Electrical Permit | Alteration | Solar | 76000
ELE-2021-106173 | 773-745-0783 | 4115 TOWNHOUSE RD, HENRICO, VA 23228 | STAPLES MILL RD AC | Brookland | 2021/11/19 | Electrical Permit | Repair/Replacement | Commercial Building | 5000
ELE-2021-106180 | 781-749-2054 | 6935 LAKESIDE AVE, HENRICO, VA 23228 | LAKESIDE PLACE LT | Fairfield | 2021/11/19 | Electrical Permit | Alteration | Commercial Building | 1200
ELE-2021-106190 | 748-759-5797 | 10829 W BROAD ST, GLEN ALLEN, VA 23060 | SS BROAD ST RD AC | Three Chopt | 2021/11/19 | Electrical Permit | Alteration | Tenant Upfit | 1000
ELE-2021-106193 | 762-759-0866 | 8702 WOODLAKE DR, HENRICO, VA 23294 | WEST END MANOR SC D BL U LT | Brookland | 2021/11/19 | Electrical Permit | New Installation | Solar | 56659
ELE-2021-106194 | 748-759-5797 | 10821 W BROAD ST, GLEN ALLEN, VA 23060 | SS BROAD ST RD AC | Three Chopt | 2021/11/23 | Electrical Permit | Alteration | Tenant Upfit | 1000
ELE-2021-106201 | 813-720-9405 | 4101 S LABURNUM AVE, HENRICO, VA 23231 | ES LABURNUM AVE AC | Varina | 2021/11/23 | Electrical Permit | New Installation | Other (please describe in detail below) | 5000
ELE-2021-106225 | 762-761-4536 | 4414 WALTON FARMS DR, HENRICO, VA 23294-6036 | WALTON FARMS SC 2 BL D LT | Brookland | 2021/11/22 | Electrical Permit | New Installation | Solar | 33781
ELE-2021-106227 | 783-742-4699 | 1600 WESTBROOK AVE, HENRICO, VA 23227-3337 | NL WESTBROOK AVE AC | Fairfield | 2021/11/23 | Electrical Permit | Alteration | Commercial Building | 4800
ELE-2021-106240 | 836-690-5248 | 7680 DOWDY DR, HENRICO, VA 23231 | YAHLEY MILL EAST SC C BL E LT | Varina | 2021/11/22 | Electrical Permit | Alteration | Solar | 55440
ELE-2021-106241 | 761-761-0558 | 4602 KINGSROW DR, GLEN ALLEN, VA 23060 | DUNNCROFT SC B BL E LT | Brookland | 2021/11/22 | Electrical Permit | Alteration | Solar | 27996
ELE-2021-106249 | 822-721-1875 | 301 SAG HARBOR PL, HENRICO, VA 23075 | EASTHAMPTON TOWNHOMES BL C LT | Varina | 2021/11/22 | Electrical Permit | New Installation | Dwelling/Home Installation | 2500
ELE-2021-106252 | 822-721-2077 | 303 SAG HARBOR PL, HENRICO, VA 23075 | EASTHAMPTON TOWNHOMES BL C LT | Varina | 2021/11/22 | Electrical Permit | New Installation | Dwelling/Home Installation | 2700
ELE-2021-106255 | 751-754-7365 | 2900 OAKLEY POINTE WAY, HENRICO, VA 23233 | OAKLEY POINTE SC A BL A LT | Tuckahoe | 2021/11/22 | Electrical Permit | Alteration | Solar | 21000
ELE-2021-106256 | 822-721-2278 | 305 SAG HARBOR PL, HENRICO, VA 23075 | EASTHAMPTON TOWNHOMES BL C LT | Varina | 2021/11/22 | Electrical Permit | New Installation | Dwelling/Home Installation | 2600
ELE-2021-106258 | 822-721-2379 | 307 SAG HARBOR PL, HENRICO, VA 23075 | EASTHAMPTON TOWNHOMES BL C LT | Varina | 2021/11/22 | Electrical Permit | New Installation | Dwelling/Home Installation | 2500
ELE-2021-106259 | 822-721-2580 | 309 SAG HARBOR PL, HENRICO, VA 23075 | EASTHAMPTON TOWNHOMES BL C LT | Varina | 2021/11/22 | Electrical Permit | New Installation | Dwelling/Home Installation | 2600
ELE-2021-106261 | 822-721-2782 | 311 SAG HARBOR PL, HENRICO, VA 23075 | EASTHAMPTON TOWNHOMES BL C LT | Varina | 2021/11/22 | Electrical Permit | New Installation | Dwelling/Home Installation | 2800
ELE-2021-106281 | 759-736-3720 | 7003 LAKEWOOD DR, HENRICO, VA 23229 | WESTHAM BL G LT | Tuckahoe | 2021/11/22 | Electrical Permit | Alteration | Dwelling/Home Installation | 25000
ELE-2021-106289 | 823-692-8756 | 7017 HAPSBURG CT, HENRICO, VA 23231 | CASTLETON SC 5 BL E LT | Varina | 2021/11/23 | Electrical Permit | New Installation | Dwelling/Home Installation | 6440
ELE-2021-106304 | 846-711-5571 | 3890 OLD WILLIAMSBURG RD, SANDSTON, VA 23150 | WILLIAMSBURG RD AC | Varina | 2021/11/24 | Electrical Permit | Alteration | Tenant Upfit | 11635
ELE-2021-106309 | 755-734-7457 | 30 GLENBROOKE CIR W, HENRICO, VA 23229 | GLENBROOKE HILLS SC B LT | Tuckahoe | 2021/11/24 | Electrical Permit | Alteration | Other (please describe in detail below) | 4500
ELE-2021-106331 | 774-761-2028 | 9809 LUSCOMBE LN, HENRICO, VA 23228 | WINDCLIF BL E LT | Fairfield | 2021/11/22 | Electrical Permit | Alteration | Other (please describe in detail below) | 800
ELE-2021-106345 | 751-761-3648 | 10825 HURLEY CT, GLEN ALLEN, VA 23060 | LEXINGTON SC 2 BL C LT | Three Chopt | 2021/11/22 | Electrical Permit | Alteration | Solar | 8900
ELE-2021-106360 | 753-741-6104 | 8610 JULIAN RD, HENRICO, VA 23229 | GLEN RIDGE BL B LT | Tuckahoe | 2021/11/30 | Electrical Permit | Repair/Replacement | Service | 1000
ELE-2021-106399 | 798-735-3016 | 1401 WHATLEY ST, HENRICO, VA 23222 | EAST HIGHLAND PARK BL 20 LT | Fairfield | 2021/11/23 | Electrical Permit | Repair/Replacement | Other (please describe in detail below) | 2737
ELE-2021-106406 | 772-735-5697.020 | 5100 MONUMENT AVE #302, HENRICO, VA 23230 | 5100 MONUMENT AVE UN | Brookland | 2021/11/23 | Electrical Permit | Alteration | Dwelling/Home Installation | 3750
ELE-2021-106409 | 820-687-9104 | 8216 HEATHER RIDGE CT, HENRICO, VA 23231 | FOUR MILE RUN SC E BL K LT | Varina | 2021/11/23 | Electrical Permit | Alteration | Solar | 8400
ELE-2021-106417 | 750-741-7491 | 9001 PENGUIN RD, HENRICO, VA 23229 | GREENBRIER HILLS SC A BL A LT | Tuckahoe | 2021/11/23 | Electrical Permit | Repair/Replacement | Other (please describe in detail below) | 2000
ELE-2021-106423 | 804-701-3268 | 1591 MIDVIEW RD, HENRICO, VA 23231 | NEW MARKET RD AC | Varina | 2021/11/23 | Electrical Permit | Repair/Replacement | Other (please describe in detail below) | 7000
ELE-2021-106436 | 749-745-0733 | 9307 WOODCREST RD, HENRICO, VA 23229 | FARMINGTON SC D BL R LT | Tuckahoe | 2021/11/23 | Electrical Permit | Alteration | Solar | 1000
ELE-2021-106445 | 791-745-1839 | 400 WILLOMETT AVE, HENRICO, VA 23227 | CHAMBERLAYNE ESTS BL 10 LT | Fairfield | 2021/11/23 | Electrical Permit | Alteration | Solar | 31387.12
ELE-2021-106446 | 779-762-7138 | 7901 LANGLEY DR, GLEN ALLEN, VA 23060 | LANGLEY EAST LT | Fairfield | 2021/11/23 | Electrical Permit | Alteration | Solar | 1000
ELE-2021-106463 | 812-723-1394 | 5001 NINE MILE RD, HENRICO, VA 23223 | NINE MILE RD AC | Fairfield | 2021/11/24 | Electrical Permit | Alteration | Tenant Upfit | 4000
ELE-2021-106465 | 732-762-1255 | 3300 GAYTON BLUFFS CT, HENRICO, VA 23233-6632 | GAYTON STATION SC A BL B LT | Three Chopt | 2021/11/24 | Electrical Permit | Alteration | Other (please describe in detail below) | 50
ELE-2021-106476 | 813-670-4728 | 9771 HOKE BRADY RD, HENRICO, VA 23231 | FORT BRADY RD AC | Varina | 2021/11/23 | Electrical Permit | Alteration | Solar | 118631
ELE-2021-106478 | 777-763-5095 | 3813 SPRING LAKE PL, GLEN ALLEN, VA 23060 | SPRING LAKE BL D LT | Fairfield | 2021/11/23 | Electrical Permit | Alteration | Solar | 25160
ELE-2021-106479 | 830-716-3403 | 2226 E NINE MILE RD, SANDSTON, VA 23150 | WOODLAWN TERRACE BL B LT | Varina | 2021/11/24 | Electrical Permit | Alteration | Dwelling/Home Installation | 1100
ELE-2021-106488 | 782-772-1145 | 4021 CARRIE MILL XING, GLEN ALLEN, VA 23059 | RIVER MILL SC 2 BL H LT | Fairfield | 2021/11/24 | Electrical Permit | Alteration | Solar | 1000
ELE-2021-106503 | 734-782-7108 | 12487 DONAHUE RD, GLEN ALLEN, VA 23059 | DONAHUE RD AC | Three Chopt | 2021/11/24 | Electrical Permit | New Installation | Dwelling/Home Installation | 8547
ELE-2021-106504 | 737-765-1091 | 12225 PAXTON GLEN TER, GLEN ALLEN, VA 23059-5805 | ENCLAVE AT BACOVA SC 1 BL B LT | Three Chopt | 2021/11/24 | Electrical Permit | Alteration | Solar | 16065
ELE-2021-106505 | 737-770-8893 | 5109 AUSTIN HEALEY DR, GLEN ALLEN, VA 23059-5817 | BENTLEY SC 1 BL B LT | Three Chopt | 2021/11/24 | Electrical Permit | Alteration | Solar | 21420
ELE-2021-106521 | 759-755-0982 | 8903 W BROAD ST, HENRICO, VA 23294 | SS W BROAD ST AC | Three Chopt | 2021/11/24 | Electrical Permit | Alteration | Other (please describe in detail below) | 800
ELE-2021-106526 | 793-758-6266 | 112 HAWK NEST CT, HENRICO, VA 23227 | ASHBURY AT STONELEIGH SC 2 BL A LT | Fairfield | 2021/11/24 | Electrical Permit | Alteration | Dwelling/Home Installation | 400
ELE-2021-106534 | 773-762-3663 | 2515 BLACKBURN RD, GLEN ALLEN, VA 23060-4443 | GLEN ALLEN HEIGHTS LT | Brookland | 2021/11/24 | Electrical Permit | Alteration | Other (please describe in detail below) | 250
ELE-2021-106543 | 780-773-8204 | 5012 DARRE HALL CT, GLEN ALLEN, VA 23059 | RIVER MILL SC 2 BL L LT | Fairfield | 2021/11/24 | Electrical Permit | New Installation | Dwelling/Home Installation | 12300
ELE-2021-106550 | 756-734-8957 | 8104 KINGSTON RD, HENRICO, VA 23229 | RIVER HILLS SC B BL C LT | Tuckahoe | 2021/11/24 | Electrical Permit | Repair/Replacement | Dwelling/Home Installation | 21600
ELE-2021-106551 | 758-736-6801 | 208 OLD OAK RD, HENRICO, VA 23229 | WESTHAM BL H LT | Tuckahoe | 2021/11/24 | Electrical Permit | Alteration | Dwelling/Home Installation | 3750
ELE-2021-106566 | 742-777-7995 | 11809 OLDE COVINGTON WAY, GLEN ALLEN, VA 23059 | COVINGTON SC 1 BL B LT | Three Chopt | 2021/11/29 | Electrical Permit | Alteration | Dwelling/Home Installation | 4500
ELE-2021-106592 | 729-759-6167 | 3808 ENGLISH HORN CT, HENRICO, VA 23233-7676 | FOXHALL SC 6 BL A LT | Three Chopt | 2021/11/29 | Electrical Permit | Alteration | Other (please describe in detail below) | 600
ELE-2021-106609 | 813-670-4728 | 9771 HOKE BRADY RD, HENRICO, VA 23231 | FORT BRADY RD AC | Varina | 2021/11/29 | Electrical Permit | Repair/Replacement | Other (please describe in detail below) | 672
ELE-2021-106612 | 749-745-0619 | 9304 FARMINGTON DR, HENRICO, VA 23229 | FARMINGTON SC D BL R LT | Tuckahoe | 2021/11/29 | Electrical Permit | Repair/Replacement | Other (please describe in detail below) | 986
ELE-2021-106667 | 736-754-7125 | 2520 BROOKSTONE LN, HENRICO, VA 23233-6914 | KINGCREST BL A LT | Tuckahoe | 2021/11/29 | Electrical Permit | Alteration | Other (please describe in detail below) | 800
ELE-2021-106676 | 743-747-7265.010 | 1904 WILLOW COVE CIR, HENRICO, VA 23238 | WILLOW GLEN UN | Tuckahoe | 2021/11/29 | Electrical Permit | New Installation | Generator | 8000
ELE-2021-106707 | 788-746-1350 | 826 BROOK HILL RD, HENRICO, VA 23227 | N L BROOK HILL RD AC | Fairfield | 2021/11/30 | Electrical Permit | Repair/Replacement | Other (please describe in detail below) | 250
ELE-2021-106724 | 768-778-0342 | 11567 SWANSON MILL WAY, GLEN ALLEN, VA 23059 | SWANSON MILL RUN SC 1 LT | Brookland | 2021/11/30 | Electrical Permit | Alteration | Dwelling/Home Installation | 500
ELE-2021-106733 | 762-742-1205 | 7408 NORMANDY DR, HENRICO, VA 23229 | SUNSET HILLS SC A LT | Tuckahoe | 2021/11/30 | Electrical Permit | Alteration | Other (please describe in detail below) | 2500
ELE-2021-106752 | 767-762-9480 | 10206 ATTEMS WAY, GLEN ALLEN, VA 23060 | TALL TIMBERS SC C BL B LT | Brookland | 2021/11/30 | Electrical Permit | Alteration | Solar | 1000
ELE-2021-106767 | 773-745-0783 | 4131 TOWNHOUSE RD, HENRICO, VA 23228 | STAPLES MILL RD AC | Brookland | 2021/11/30 | Electrical Permit | Repair/Replacement | Commercial Building | 5000
ELE-2021-106769 | 773-745-0783 | 4116 TOWNHOUSE RD, HENRICO, VA 23228 | STAPLES MILL RD AC | Brookland | 2021/11/30 | Electrical Permit | Repair/Replacement | Commercial Building | 5000
ELE-2021-106772 | 773-745-0783 | 4108 TOWNHOUSE RD, HENRICO, VA 23228 | STAPLES MILL RD AC | Brookland | 2021/11/30 | Electrical Permit | Repair/Replacement | Commercial Building | 5000
ELE-2021-106782 | 793-743-2695 | 305 FLICKER DR, HENRICO, VA 23227 | MEADOWOOD SC 3 BL E LT | Fairfield | 2021/11/30 | Electrical Permit | Alteration | Other (please describe in detail below) | 10944
ELE-2021-106786 | 748-743-0965 | 1113 WATERFORD DR, HENRICO, VA 23229 | WESTMOOR SC 5 BL N LT | Tuckahoe | 2021/11/30 | Electrical Permit | Repair/Replacement | Other (please describe in detail below) | 1500
ELE-2021-106820 | 757-761-2617 | 4130 ROUNDTREE RD, HENRICO, VA 23294 | HUNTINGTON SC 8 BL P LT | Brookland | 2021/11/30 | Electrical Permit | New Installation | Solar | 49727
ELV-2021-104550 | 769-737-3039 | 5801 BREMO RD, HENRICO, VA 23226 | MONUMENT & LIBBIE AC | Brookland | 2021/11/01 | General Permit | Alteration | Elevator Equipment | 168449.44
ELV-2021-104934 | 744-733-3069 | 306 HOLLYPORT RD, HENRICO, VA 23229 | DORSET WOODS SC C BL C LT | Tuckahoe | 2021/11/16 | General Permit | Repair/Replacement | Elevator Equipment | 56475
ELV-2021-105420 | 768-746-3556 | 6807 PARAGON PL, HENRICO, VA 23230 | GLENSIDE DR AC | Brookland | 2021/11/10 | General Permit | Alteration | Elevator Equipment | 149970
ELV-2021-106466 | 771-736-2305.006 | 1209 BYRD AVE, HENRICO, VA 23226 | MONUMENT SQUARE CONDOMINIUMS PH 1 BL 19 UN | Brookland | 2021/11/29 | General Permit | Repair/Replacement | Elevator Equipment | 15050
FIR-2021-100494 | 781-755-6052 | 8040 VILLA PARK DR, HENRICO, VA 23228 | VILLA PARK SC II BL B AC | Fairfield | 2021/11/29 | General Permit | Alteration | Fire Protection System | 21800
FIR-2021-104768 | 738-764-0203 | 11800 W BROAD ST, HENRICO, VA 23233-1005 | CDA W BROAD ST AC | Three Chopt | 2021/11/02 | General Permit | Alteration | Fire Protection System | 8274
FIR-2021-104801 | 752-756-0070 | 9930 INDEPENDENCE PARK DR, HENRICO, VA 23233 | WEST OF PEMBERTON AC | Three Chopt | 2021/11/02 | General Permit | Alteration | Fire Protection System | 4315
FIR-2021-104803 | 752-756-0070 | 9930 INDEPENDENCE PARK DR, HENRICO, VA 23233 | WEST OF PEMBERTON AC | Three Chopt | 2021/11/05 | General Permit | Alteration | Fire Protection System | 4220
FIR-2021-104947 | 772-756-7275 | 2844 E PARHAM RD, HENRICO, VA 23228 | N L PARHAM RD AC | Fairfield | 2021/11/18 | General Permit | Alteration | Fire Protection System | 7068
FIR-2021-104997 | 751-767-0759 | 10900 NUCKOLS RD, GLEN ALLEN, VA 23060 | INNSBROOK NORTH SC C BL B AC | Three Chopt | 2021/11/09 | General Permit | Alteration | Fire Protection System | 9585
FIR-2021-104999 | 751-767-0759 | 10900 NUCKOLS RD, GLEN ALLEN, VA 23060 | INNSBROOK NORTH SC C BL B AC | Three Chopt | 2021/11/05 | General Permit | Alteration | Fire Protection System | 5770
FIR-2021-105126 | 783-742-4699 | 1600 WESTBROOK AVE, HENRICO, VA 23227-3337 | NL WESTBROOK AVE AC | Fairfield | 2021/11/08 | General Permit | Alteration | Fire Protection System | 4950
FIR-2021-105696 | 766-747-3334 | 2924 EMERYWOOD PKWY, HENRICO, VA 23294 | COMMERCE CENTER SC A BL A AC | Tuckahoe | 2021/11/17 | General Permit | Alteration | Fire Protection System | 3310
FIR-2021-105856 | 751-768-9518 | 4840 COX RD, GLEN ALLEN, VA 23060 | INNSBROOK NORTH SC B BL B AC | Three Chopt | 2021/11/23 | General Permit | Alteration | Fire Protection System | 6000
FIR-2021-105860 | 751-768-9518 | 4840 COX RD, GLEN ALLEN, VA 23060 | INNSBROOK NORTH SC B BL B AC | Three Chopt | 2021/11/17 | General Permit | Alteration | Fire Protection System | 5000
FIR-2021-106048 | 766-747-3334 | 2924 EMERYWOOD PKWY, HENRICO, VA 23294 | COMMERCE CENTER SC A BL A AC | Tuckahoe | 2021/11/18 | General Permit | Alteration | Fire Protection System | 2360
FIR-2021-106162 | 786-770-6653 | 10571 TELEGRAPH RD, GLEN ALLEN, VA 23059 | TELEGRAPH RD AC | Fairfield | 2021/11/29 | General Permit | Alteration | Fire Protection System | 2160
FIR-2021-106166 | 752-767-4970 | 4801 COX RD, GLEN ALLEN, VA 23060 | INNSBROOK NORTH SC B BL C AC | Three Chopt | 2021/11/29 | General Permit | Alteration | Fire Protection System | 2770
FIR-2021-106182 | 824-712-5473 | 5741 GULFSTREAM RD, HENRICO, VA 23250 | BYRD AIRFIELD AC | Varina | 2021/11/23 | General Permit | Alteration | Fire Protection System | 8000
MEC-2021-100146 | 749-754-5736.070 | 2560 GASKINS RD, HENRICO, VA 23238-1468 | GASKINS PROF OFFICE CONDOS BL 7 | Tuckahoe | 2021/11/01 | Mechanical Permit | Repair/Replacement | Air Conditioning/HVAC | 5377
MEC-2021-102346 | 741-761-3418 | 11301 W BROAD ST, GLEN ALLEN, VA 23060 | THREE CHOPT RD AC | Three Chopt | 2021/11/16 | Mechanical Permit | New Installation | Other (please describe in detail below) | 33458
MEC-2021-102565 | 757-756-4724 | 9125 W BROAD ST #A, HENRICO, VA 23294 | S S BROAD ST ROAD AC | Three Chopt | 2021/11/09 | Mechanical Permit | New Installation | Hood Type I | 20658.14
MEC-2021-103167 | 750-765-9452 | 4551 COX RD, GLEN ALLEN, VA 23060 | INNSBROOK SC K BL D AC | Three Chopt | 2021/11/01 | Mechanical Permit | Repair/Replacement | Other (please describe in detail below) | 30334
MEC-2021-103507 | 735-774-0585 | 5709 STONEHURST ESTATES TER, GLEN ALLEN, VA 23059 | STONEHURST SC 1 BL A LT | Three Chopt | 2021/11/22 | Mechanical Permit | Alteration | Air Conditioning/HVAC | 9000
MEC-2021-103549 | 745-765-8873 | 4725 GREENBROOKE DR, GLEN ALLEN, VA 23060 | SADLER GROVE SC C BL B LT | Three Chopt | 2021/11/15 | Mechanical Permit | Alteration | Duct Work | 500
MEC-2021-103658 | 751-757-5989 | 9933 MAYLAND DR, HENRICO, VA 23233 | MAYLAND DR AC | Three Chopt | 2021/11/01 | Mechanical Permit | Alteration | Commercial Building | 30000
MEC-2021-104623 | 742-753-6148 | 2328 SINGINGWOODS LN, HENRICO, VA 23233 | CROWN GRANT SC E BL G LT | Tuckahoe | 2021/11/30 | Mechanical Permit | Alteration | Gas Piping (LP) | 600
MEC-2021-104688 | 790-753-7753 | 6100 CHAMBERLAYNE RD, HENRICO, VA 23227 | W L CHAMBERLAYNE AV AC | Fairfield | 2021/11/02 | Mechanical Permit | Repair/Replacement | Air Conditioning/HVAC | 17908
MEC-2021-104699 | 836-691-8062 | 4700 GLENFINNIAN DR, HENRICO, VA 23231 | YAHLEY MILL EAST SC B BL A LT | Varina | 2021/11/01 | Mechanical Permit | New Installation | Above Ground Tank (LP) | 700
MEC-2021-104710 | 804-737-8547 | 4030 GROVE POINT DR, HENRICO, VA 23223 | GROVE POINT SC 1 BL K LT | Fairfield | 2021/11/04 | Mechanical Permit | New Installation | Dwelling/Home Installation | 6000
MEC-2021-104713 | 804-737-8445 | 4028 GROVE POINT DR, HENRICO, VA 23223 | GROVE POINT SC 1 BL K LT | Fairfield | 2021/11/04 | Mechanical Permit | New Installation | Dwelling/Home Installation | 6000
MEC-2021-104716 | 804-737-8443 | 4026 GROVE POINT DR, HENRICO, VA 23223 | GROVE POINT SC 1 BL K LT | Fairfield | 2021/11/04 | Mechanical Permit | New Installation | Dwelling/Home Installation | 6000
MEC-2021-104718 | 804-737-8441 | 4024 GROVE POINT DR, HENRICO, VA 23223 | GROVE POINT SC 1 BL K LT | Fairfield | 2021/11/04 | Mechanical Permit | New Installation | Dwelling/Home Installation | 6000
MEC-2021-104722 | 804-737-8438 | 4022 GROVE POINT DR, HENRICO, VA 23223 | GROVE POINT SC 1 BL K LT | Fairfield | 2021/11/04 | Mechanical Permit | New Installation | Dwelling/Home Installation | 6000
MEC-2021-104725 | 763-767-9731 | 6520 LIDDY CIR, GLEN ALLEN, VA 23060 | BRITLYN SOUTH BL A LT | Brookland | 2021/11/04 | Mechanical Permit | New Installation | Dwelling/Home Installation | 6000
MEC-2021-104732 | 779-746-4341 | 5701 CEDAR CROFT ST, HENRICO, VA 23228 | HERMITAGE PARK BL 12 LT | Brookland | 2021/11/01 | Mechanical Permit | New Installation | Above Ground Tank (LP) | 500
MEC-2021-104737 | 801-680-8161 | 1160 RIVER BEND RD, HENRICO, VA 23231 | OSBORNE PIKE AC | Varina | 2021/11/01 | Mechanical Permit | New Installation | Gas Piping (LP) | 500
MEC-2021-104745 | 773-745-0783 | 4133 TOWNHOUSE RD, HENRICO, VA 23228 | STAPLES MILL RD AC | Brookland | 2021/11/02 | Mechanical Permit | Repair/Replacement | Dryer Exhaust | 500
MEC-2021-104761 | 749-748-5615 | 9507 PINE SHADOW DR, HENRICO, VA 23238 | SPRINGTREE SC A BL A LT | Tuckahoe | 2021/11/01 | Mechanical Permit | Repair/Replacement | Other (please describe in detail below) | 10000
MEC-2021-104764 | 741-738-7637 | 9800 LAKE MEADOW PL, HENRICO, VA 23238 | RIVERLAKE COLONY SC A BL A LT | Tuckahoe | 2021/11/01 | Mechanical Permit | Repair/Replacement | Other (please describe in detail below) | 13351
MEC-2021-104781 | 759-751-7785 | 7802 DASHER RD, HENRICO, VA 23294 | TUCKAHOE PARK BL I LT | Three Chopt | 2021/11/02 | Mechanical Permit | Repair/Replacement | Other (please describe in detail below) | 6369
MEC-2021-104794 | 735-751-4487 | 2309 HORSLEY DR, HENRICO, VA 23233-6966 | BENNINGTON RIDGE E SC A BL B LT | Tuckahoe | 2021/11/02 | Mechanical Permit | Repair/Replacement | Other (please describe in detail below) | 5159
MEC-2021-104796 | 804-712-3721 | 1801 GEFFERT DR, HENRICO, VA 23231 | GEFFERT PLACE BL C LT | Varina | 2021/11/02 | Mechanical Permit | Repair/Replacement | Other (please describe in detail below) | 5652
MEC-2021-104797 | 801-734-2372 | 2201 BYRON ST, HENRICO, VA 23222 | PEMBERTON PLACE SC 1 BL 3 LT | Fairfield | 2021/11/02 | Mechanical Permit | Repair/Replacement | Other (please describe in detail below) | 4922
MEC-2021-104799 | 736-778-4980 | 12309 MELCROFT PL, GLEN ALLEN, VA 23059-6983 | GLEN ABBEY @WYNDHAM SC A BL A LT | Three Chopt | 2021/11/02 | Mechanical Permit | Repair/Replacement | Other (please describe in detail below) | 9000
MEC-2021-104805 | 753-739-4852 | 8605 OAKCROFT DR, HENRICO, VA 23229 | FOREST RIDGE BL D LT | Tuckahoe | 2021/11/02 | Mechanical Permit | Repair/Replacement | Other (please describe in detail below) | 6351
MEC-2021-104807 | 760-757-0492 | 8912 MAPLEVIEW AVE, HENRICO, VA 23294 | TRADITIONAL MANOR SC B BL B LT | Brookland | 2021/11/02 | Mechanical Permit | Alteration | Other (please describe in detail below) | 5000
MEC-2021-104810 | 839-698-5795 | 4958 CHARLES CITY RD, HENRICO, VA 23231 | CHARLES CITY RD AC | Varina | 2021/11/02 | Mechanical Permit | Repair/Replacement | Other (please describe in detail below) | 5000
MEC-2021-104812 | 774-760-8057 | 9523 BONANZA ST, HENRICO, VA 23228 | WOODMAN TERRACE SC O BL F LT | Fairfield | 2021/11/02 | Mechanical Permit | Repair/Replacement | Other (please describe in detail below) | 5000
MEC-2021-104833 | 801-730-8995 | 1810 OAK HILL LN, HENRICO, VA 23223 | OAK HILL BL E LT | Fairfield | 2021/11/02 | Mechanical Permit | Alteration | Air Conditioning/HVAC | 15100
MEC-2021-104839 | 777-763-5814 | 2280 LINCOLN RIDGE LN, GLEN ALLEN, VA 23060 | WS MOUNTAIN RD AC | Fairfield | 2021/11/02 | Mechanical Permit | Repair/Replacement | Gas Piping (LP) | 1053
MEC-2021-104853 | 740-774-3898 | 12029 CAMERON CREEK RD, GLEN ALLEN, VA 23059 | CAMERON AT GREY OAKS SC 2 BL A LT | Three Chopt | 2021/11/02 | Mechanical Permit | Alteration | Other (please describe in detail below) | 7400
MEC-2021-104855 | 776-753-3673 | 2310 VIKING LN, HENRICO, VA 23228 | ROCK HILLS SC D BL A LT | Brookland | 2021/11/02 | Mechanical Permit | New Installation | Dwelling/Home Installation | 14855
MEC-2021-104890 | 814-683-0797 | 2401 BATTERY GREGG DR, HENRICO, VA 23231 | BATTERY HILLS SOUTH SC B BL E LT | Varina | 2021/11/03 | Mechanical Permit | Alteration | Above Ground Tank (LP) | 300
MEC-2021-104897 | 800-738-3260 | 1709 PARLOW DR, HENRICO, VA 23222 | WILHAVEN BL F LT | Fairfield | 2021/11/03 | Mechanical Permit | Alteration | Other (please describe in detail below) | 7500
MEC-2021-104908 | 811-722-6650 | 105 GLINHURST RD, HENRICO, VA 23223 | HECHLER VILLAGE SC 2 BL M LT | Fairfield | 2021/11/03 | Mechanical Permit | Repair/Replacement | Other (please describe in detail below) | 7425
MEC-2021-104909 | 753-737-0012 | 3 BRIDGEHAMPTON PL, HENRICO, VA 23229 | YORKSHIRE SC A BL B LT | Tuckahoe | 2021/11/03 | Mechanical Permit | New Installation | Range Exhaust | 1500
MEC-2021-104954 | 742-753-6148 | 2328 SINGINGWOODS LN, HENRICO, VA 23233 | CROWN GRANT SC E BL G LT | Tuckahoe | 2021/11/03 | Mechanical Permit | New Installation | Above Ground Tank (LP) | 300
MEC-2021-104987 | 748-763-6189 | 5000 DOMINION BLVD, GLEN ALLEN, VA 23060 | INNSLAKE DRIVE AC | Three Chopt | 2021/11/04 | Mechanical Permit | Repair/Replacement | Underground Fuel | 25000
MEC-2021-104991 | 748-763-6189 | 5000 DOMINION BLVD, GLEN ALLEN, VA 23060 | INNSLAKE DRIVE AC | Three Chopt | 2021/11/24 | Mechanical Permit | New Installation | Above Ground Tank (Fuel Oil) | 125000
MEC-2021-105037 | 784-751-6844 | 7216 BROOK RD, HENRICO, VA 23227-2250 | WS BROOK RD AC | Fairfield | 2021/11/05 | Mechanical Permit | Repair/Replacement | Mechanical RTU w/ smoke detector (monitored onsite) | 8600
MEC-2021-105046 | 805-728-6138 | 3228 WARM SPRINGS WAY, HENRICO, VA 23223 | GLENWOOD LAKES SC 1 BL C LT | Fairfield | 2021/11/04 | Mechanical Permit | Repair/Replacement | Gas Piping (Natural) | 8700
MEC-2021-105071 | 752-739-8221 | 526 RIDGELEY LN, HENRICO, VA 23229 | FOREST RIDGE BL F LT | Tuckahoe | 2021/11/04 | Mechanical Permit | Repair/Replacement | Air Conditioning/HVAC | 4424
MEC-2021-105075 | 731-764-2139 | 3507 VINERY AVE, HENRICO, VA 23233-7604 | GREENGATE SC 4 BL V LT | Three Chopt | 2021/11/04 | Mechanical Permit | Alteration | Other (please describe in detail below) | 800
MEC-2021-105101 | 840-686-0318 | 8204 HUNTER'S MEADOW DR, HENRICO, VA 23231 | HUNTER'S KNOLL SC A BL A LT | Varina | 2021/11/05 | Mechanical Permit | Alteration | Above Ground Tank (LP) | 500
MEC-2021-105105 | 751-741-7908 | 8814 BRAWNER DR, HENRICO, VA 23229 | HILL AND DALE SC A BL B LT | Tuckahoe | 2021/11/22 | Mechanical Permit | Repair/Replacement | Air Conditioning/HVAC | 10000
MEC-2021-105113 | 749-751-7350 | 2000 PEMBERTON RD, HENRICO, VA 23238 | PEMBERTON RD AC | Tuckahoe | 2021/11/05 | Mechanical Permit | Repair/Replacement | Duct Work | 17819
MEC-2021-105120 | 757-731-1862 | 215 ROSS RD, HENRICO, VA 23229 | BRIARFIELD BL B LT | Tuckahoe | 2021/11/05 | Mechanical Permit | Alteration | Air Conditioning/HVAC | 4180
MEC-2021-105145 | 740-762-9681 | 11424 W BROAD ST, GLEN ALLEN, VA 23060-5821 | W BROAD ST AC | Three Chopt | 2021/11/09 | Mechanical Permit | Repair/Replacement | Mechanical RTU w/ smoke detector (monitored onsite) | 4000
MEC-2021-105158 | 825-727-8095 | 438 N IVY AVE, HENRICO, VA 23075 | IVY SPRINGS SC A BL A LT | Varina | 2021/11/05 | Mechanical Permit | New Installation | Air Conditioning/HVAC | 6800
MEC-2021-105161 | 778-751-6664 | 2313 DELTA CIR, HENRICO, VA 23228 | ELDRIDGE GROVE SC C LT | Brookland | 2021/11/05 | Mechanical Permit | New Installation | Other (please describe in detail below) | 5889
MEC-2021-105191 | 785-762-1856 | 9400 TELEGRAPH RD, GLEN ALLEN, VA 23060 | BILTMORE SC B BL 16 LT | Fairfield | 2021/11/08 | Mechanical Permit | Alteration | Gas Piping (LP) | 1000
MEC-2021-105202 | 852-693-8210 | 6312 HINES RD, HENRICO, VA 23231 | HINES RD AC | Varina | 2021/11/10 | Mechanical Permit | Alteration | Gas Piping (LP) | 2000
MEC-2021-105218 | 740-749-8761 | 2000 OLD PRESCOTT CT, HENRICO, VA 23238 | PRESCOTT BL B LT | Tuckahoe | 2021/11/08 | Mechanical Permit | Repair/Replacement | Air Conditioning/HVAC | 21539
MEC-2021-105230 | 746-744-8341 | 1300 WESTRIDGE RD, HENRICO, VA 23229 | FARMINGTON SC A BL H LT | Tuckahoe | 2021/11/08 | Mechanical Permit | Repair/Replacement | Gas Piping (Natural) | 11400
MEC-2021-105244 | 763-767-9424 | 6524 LIDDY CIR, GLEN ALLEN, VA 23060 | BRITLYN SOUTH BL A LT | Brookland | 2021/11/10 | Mechanical Permit | New Installation | Dwelling/Home Installation | 6000
MEC-2021-105268 | 772-756-7275 | 2844 E PARHAM RD, HENRICO, VA 23228 | N L PARHAM RD AC | Fairfield | 2021/11/15 | Mechanical Permit | Repair/Replacement | Other (please describe in detail below) | 14000
MEC-2021-105352 | 762-749-7972 | 2331 THOUSAND OAKS DR, HENRICO, VA 23294 | THOUSAND OAKS SC A BL C LT | Tuckahoe | 2021/11/09 | Mechanical Permit | New Installation | Above Ground Tank (LP) | 300
MEC-2021-105365 | 762-739-3843 | 915 RIDGE TOP RD, HENRICO, VA 23229 | WESTHAMPTON HILLS SC 3 BL A LT | Tuckahoe | 2021/11/09 | Mechanical Permit | Repair/Replacement | Air Conditioning/HVAC | 8861
MEC-2021-105401 | 790-755-3904 | 906 WILAKA LN, HENRICO, VA 23227 | CHAMBERLAYNE FARMS SC 6 BL D LT | Fairfield | 2021/11/09 | Mechanical Permit | Repair/Replacement | Other (please describe in detail below) | 7926
MEC-2021-105405 | 759-731-7623 | 23 HIGHLAND RD, HENRICO, VA 23229 | WESTHAM LT | Tuckahoe | 2021/11/10 | Mechanical Permit | Alteration | Air Conditioning/HVAC | 17323
MEC-2021-105468 | 759-740-5044 | 7704 HOLLINS RD, HENRICO, VA 23229 | ROLLINGWOOD TR F LT | Tuckahoe | 2021/11/10 | Mechanical Permit | Alteration | Air Conditioning/HVAC | 9768.23
MEC-2021-105475 | 741-771-0052 | 11317 GREY OAKS ESTATES WAY, GLEN ALLEN, VA 23059 | ESTATES AT GREY OAKS SC 3 BL B LT | Three Chopt | 2021/11/12 | Mechanical Permit | New Installation | Dwelling/Home Installation | 3000
MEC-2021-105488 | 732-773-3084 | 12729 WESTIN ESTATES DR, GLEN ALLEN, VA 23059 | WESTIN ESTATES SC 1 BL A LT | Three Chopt | 2021/11/10 | Mechanical Permit | New Installation | Gas Piping (Natural) | 1200
MEC-2021-105512 | 738-733-7122 | 904 S GASKINS RD, HENRICO, VA 23238-5905 | SL DANIELS RD AC | Tuckahoe | 2021/11/10 | Mechanical Permit | Repair/Replacement | Air Conditioning/HVAC | 9509
MEC-2021-105513 | 729-758-0390 | 13700 MILBRANCH CT, HENRICO, VA 23233-7638 | MILHAVEN SC 1 BL A LT | Three Chopt | 2021/11/10 | Mechanical Permit | Repair/Replacement | Air Conditioning/HVAC | 5607
MEC-2021-105514 | 754-749-5196 | 2008 DRESDEN RD, HENRICO, VA 23229 | WEDGEWOOD PARK SC A BL C LT | Three Chopt | 2021/11/10 | Mechanical Permit | Repair/Replacement | Air Conditioning/HVAC | 5960
MEC-2021-105516 | 755-770-4190 | 9209 JONES MILL CT, GLEN ALLEN, VA 23060 | SUMMERBERRY BL A LT | Brookland | 2021/11/12 | Mechanical Permit | Repair/Replacement | Air Conditioning/HVAC | 6075
MEC-2021-105517 | 739-740-4165 | 3 BISLEY CT, HENRICO, VA 23238 | FOXCHAPEL SC 3 BL E LT | Tuckahoe | 2021/11/12 | Mechanical Permit | Repair/Replacement | Air Conditioning/HVAC | 3968
MEC-2021-105518 | 796-751-7356 | 5 OLD SELLERS WAY, HENRICO, VA 23227 | STERLING FOREST SC 3 BL B LT | Fairfield | 2021/11/12 | Mechanical Permit | Repair/Replacement | Air Conditioning/HVAC | 2206
MEC-2021-105519 | 785-762-9015 | 813 TAVERN GREEN RD, GLEN ALLEN, VA 23060 | AYERS TAVERN BL C LT | Fairfield | 2021/11/12 | Mechanical Permit | Repair/Replacement | Air Conditioning/HVAC | 6506
MEC-2021-105520 | 815-721-3804 | 5408 ZOE CT, HENRICO, VA 23223 | OAKLEYS CHASE SC 2 BL A LT | Fairfield | 2021/11/12 | Mechanical Permit | Repair/Replacement | Air Conditioning/HVAC | 10000
MEC-2021-105530 | 737-744-0112 | 1605 LAUDERDALE DR, HENRICO, VA 23238-5008 | TUCKAHOE VILLAGE SC D BL H LT | Tuckahoe | 2021/11/12 | Mechanical Permit | Repair/Replacement | Air Conditioning/HVAC | 12693
MEC-2021-105548 | 760-770-3973 | 6005 CARRINGTON GREEN PL, GLEN ALLEN, VA 23060 | MEADOWS AT CARRINGTON SC 1 BL H LT | Brookland | 2021/11/12 | Mechanical Permit | Repair/Replacement | Other (please describe in detail below) | 7000
MEC-2021-105560 | 806-717-7325 | 4404 EANES LN, HENRICO, VA 23231 | KINGS HILL BL E LT | Varina | 2021/11/12 | Mechanical Permit | Repair/Replacement | Air Conditioning/HVAC | 4000
MEC-2021-105585 | 767-763-4247 | 10104 CONTESSA CT, GLEN ALLEN, VA 23060 | TALL TIMBERS SC B BL A LT | Brookland | 2021/11/29 | Mechanical Permit | New Installation | Gas Piping (LP) | 1000
MEC-2021-105638 | 778-747-5313 | 2629 MAPLEWOOD RD, HENRICO, VA 23228 | HERMITAGE PARK BL 16 LT | Brookland | 2021/11/15 | Mechanical Permit | Repair/Replacement | Air Conditioning/HVAC | 14000
MEC-2021-105694 | 769-743-9164 | 2211 DICKENS RD, HENRICO, VA 23230 | SL DICKENS ROAD AC | Brookland | 2021/11/15 | Mechanical Permit | Repair/Replacement | Air Conditioning/HVAC | 4783
MEC-2021-105700 | 824-723-3255 | 18 N NEW AVE, HENRICO, VA 23075 | HIGHLAND SPRINGS SC 1 BL M LT | Varina | 2021/11/15 | Mechanical Permit | New Installation | Air Conditioning/HVAC | 9000
MEC-2021-105707 | 779-750-9206 | 7104 HERMITAGE RD, HENRICO, VA 23228 | WL HERMITAGE ROAD AC | Brookland | 2021/11/15 | Mechanical Permit | Repair/Replacement | Air Conditioning/HVAC | 17000
MEC-2021-105709 | 741-740-1396 | 9909 EILDONWAY PL, HENRICO, VA 23238 | RIVERLAKE COLONY SC B BL E LT | Tuckahoe | 2021/11/15 | Mechanical Permit | Repair/Replacement | Air Conditioning/HVAC | 4983
MEC-2021-105735 | 812-723-6518 | 302 DUBERRY DR, HENRICO, VA 23223 | HECHLER VILLAGE SC 8 BL T LT | Fairfield | 2021/11/15 | Mechanical Permit | New Installation | Generator | 800
MEC-2021-105747 | 788-766-8013 | 7802 VILLA PL, GLEN ALLEN, VA 23059 | CROSSPOINT GOLF VILLAS BL F LT | Fairfield | 2021/11/15 | Mechanical Permit | Repair/Replacement | Other (please describe in detail below) | 4550
MEC-2021-105760 | 855-709-1765 | 707 RASMUSSEN DR, SANDSTON, VA 23150 | WINDSOR SC C BL F LT | Varina | 2021/11/15 | Mechanical Permit | New Installation | Generator | 2000
MEC-2021-105780 | 771-736-2305.109 | 249 FINIAL AVE, HENRICO, VA 23226 | MONUMENT SQUARE CONDOMINIUMS PH 14 BL 20 UN | Brookland | 2021/11/16 | Mechanical Permit | Alteration | Other (please describe in detail below) | 1000
MEC-2021-105795 | 743-748-3611 | 1826 FAIRWIND CIR, HENRICO, VA 23238 | GAYTON FOREST THS SC B BL K LT | Tuckahoe | 2021/11/16 | Mechanical Permit | Alteration | Other (please describe in detail below) | 300
MEC-2021-105826 | 830-716-3403 | 2226 E NINE MILE RD, SANDSTON, VA 23150 | WOODLAWN TERRACE BL B LT | Varina | 2021/11/16 | Mechanical Permit | New Installation | Above Ground Tank (LP) | 500
MEC-2021-105873 | 734-782-7108 | 12487 DONAHUE RD, GLEN ALLEN, VA 23059 | DONAHUE RD AC | Three Chopt | 2021/11/16 | Mechanical Permit | New Installation | Dwelling/Home Installation | 17179
MEC-2021-105893 | 822-721-1875 | 301 SAG HARBOR PL, HENRICO, VA 23075 | EASTHAMPTON TOWNHOMES BL C LT | Varina | 2021/11/16 | Mechanical Permit | New Installation | Air Conditioning/HVAC | 4000
MEC-2021-105898 | 743-747-7265.022 | 1808 GLEN WILLOW CIR, HENRICO, VA 23238 | WILLOW GLEN UN | Tuckahoe | 2021/11/16 | Mechanical Permit | New Installation | Gas Piping (Natural) | 1264
MEC-2021-105922 | 822-721-2077 | 303 SAG HARBOR PL, HENRICO, VA 23075 | EASTHAMPTON TOWNHOMES BL C LT | Varina | 2021/11/16 | Mechanical Permit | New Installation | Air Conditioning/HVAC | 4000
MEC-2021-105926 | 822-721-2278 | 305 SAG HARBOR PL, HENRICO, VA 23075 | EASTHAMPTON TOWNHOMES BL C LT | Varina | 2021/11/16 | Mechanical Permit | New Installation | Air Conditioning/HVAC | 4000
MEC-2021-105931 | 822-721-2379 | 307 SAG HARBOR PL, HENRICO, VA 23075 | EASTHAMPTON TOWNHOMES BL C LT | Varina | 2021/11/17 | Mechanical Permit | New Installation | Air Conditioning/HVAC | 4000
MEC-2021-105933 | 822-721-2580 | 309 SAG HARBOR PL, HENRICO, VA 23075 | EASTHAMPTON TOWNHOMES BL C LT | Varina | 2021/11/17 | Mechanical Permit | New Installation | Air Conditioning/HVAC | 4000
MEC-2021-105934 | 822-721-2782 | 311 SAG HARBOR PL, HENRICO, VA 23075 | EASTHAMPTON TOWNHOMES BL C LT | Varina | 2021/11/17 | Mechanical Permit | New Installation | Air Conditioning/HVAC | 4000
MEC-2021-105963 | 743-779-7507 | 5909 LEABROOK WAY, GLEN ALLEN, VA 23059 | CHERRY HILL @WYNDHM SC B BL B LT | Three Chopt | 2021/11/17 | Mechanical Permit | Repair/Replacement | Air Conditioning/HVAC | 28676
MEC-2021-105983 | 741-735-6581 | 9705 OLD COUNTRY TRCE, HENRICO, VA 23238 | COUNTRY CLUB COLONY SC A BL A LT | Tuckahoe | 2021/11/17 | Mechanical Permit | New Installation | Other (please describe in detail below) | 8137
MEC-2021-105987 | 758-736-6118 | 7105 LAKEWOOD DR, HENRICO, VA 23229 | WESTHAM BL H LT | Tuckahoe | 2021/11/17 | Mechanical Permit | Repair/Replacement | Other (please describe in detail below) | 17637
MEC-2021-106008 | 805-732-6990 | 3104 DUNCAN RD, HENRICO, VA 23223 | MAYFAIR PLACE BL B LT | Fairfield | 2021/11/17 | Mechanical Permit | Repair/Replacement | Air Conditioning/HVAC | 9139
MEC-2021-106019 | 813-733-7227 | 4327 FOX TROTTER DR, HENRICO, VA 23223 | HILLCREST FARMS SC 2 BL E LT | Fairfield | 2021/11/17 | Mechanical Permit | New Installation | Generator | 5687
MEC-2021-106035 | 814-727-5385 | 207 BUFFALO RD, HENRICO, VA 23223 | TIFFANY MEADOWS SC A BL E LT | Varina | 2021/11/17 | Mechanical Permit | Alteration | Other (please describe in detail below) | 650
MEC-2021-106116 | 751-749-1572 | 9519 NEWHALL RD, HENRICO, VA 23229 | PINEDALE FARMS BL D LT | Tuckahoe | 2021/11/18 | Mechanical Permit | Repair/Replacement | Air Conditioning/HVAC | 5000
MEC-2021-106118 | 760-768-1322 | 5328 KIMBERWICK DR, GLEN ALLEN, VA 23060 | DOUBLETREE SC 2 BL D LT | Brookland | 2021/11/19 | Mechanical Permit | Repair/Replacement | Air Conditioning/HVAC | 9123
MEC-2021-106139 | 738-765-0812 | 4509 MARY JANE TER, GLEN ALLEN, VA 23059-5803 | LIESFELD FARM AT BACOVA SC 1 BL C LT | Three Chopt | 2021/11/19 | Mechanical Permit | New Installation | Dwelling/Home Installation | 18000
MEC-2021-106150 | 791-753-6808 | 6011 BONNEAU RD, HENRICO, VA 23227 | CHAMBERLAYNE HGHTS SC A BL 1 LT | Fairfield | 2021/11/19 | Mechanical Permit | Repair/Replacement | Air Conditioning/HVAC | 8440
MEC-2021-106152 | 822-721-3888 | 254 SAG HARBOR CT, HENRICO, VA 23075 | EASTHAMPTON TOWNHOMES BL A LT | Varina | 2021/11/19 | Mechanical Permit | New Installation | Air Conditioning/HVAC | 4000
MEC-2021-106153 | 754-742-4894 | 8523 HOLLY HILL RD, HENRICO, VA 23229 | BEVERLY HILLS SC E BL K LT | Tuckahoe | 2021/11/19 | Mechanical Permit | Repair/Replacement | Air Conditioning/HVAC | 12802
MEC-2021-106156 | 748-763-6189 | 5000 DOMINION BLVD, GLEN ALLEN, VA 23060 | INNSLAKE DRIVE AC | Three Chopt | 2021/11/19 | Mechanical Permit | Alteration | Air Conditioning/HVAC | 234000
MEC-2021-106175 | 773-745-0783 | 4115 TOWNHOUSE RD, HENRICO, VA 23228 | STAPLES MILL RD AC | Brookland | 2021/11/29 | Mechanical Permit | Repair/Replacement | Dryer Exhaust | 500
MEC-2021-106199 | 753-734-9034 | 105 ROSLYN HILLS DR, HENRICO, VA 23229 | ROSLYN HILLS SC D BL E LT | Tuckahoe | 2021/11/19 | Mechanical Permit | Alteration | Dwelling/Home Installation | 4000
MEC-2021-106236 | 750-734-4019 | 100 RAVEN ROCK RD, HENRICO, VA 23229 | SLEEPY HOLLOW BL B LT | Tuckahoe | 2021/11/22 | Mechanical Permit | Alteration | Gas Piping (Natural) | 2900
MEC-2021-106238 | 770-769-0353 | 3100 DILLARD CT, GLEN ALLEN, VA 23060 | BROOKLEY EAST SC D BL A LT | Brookland | 2021/11/22 | Mechanical Permit | New Installation | Gas Piping (LP) | 4500
MEC-2021-106263 | 774-761-2028 | 9809 LUSCOMBE LN, HENRICO, VA 23228 | WINDCLIF BL E LT | Fairfield | 2021/11/22 | Mechanical Permit | New Installation | Duct Work | 17000
MEC-2021-106271 | 801-693-3750 | 1161 DOTSON RD, HENRICO, VA 23231 | RICHMOND HEIGHTS LT | Varina | 2021/11/22 | Mechanical Permit | New Installation | Duct Work | 17000
MEC-2021-106273 | 763-767-9731 | 6520 LIDDY CIR, GLEN ALLEN, VA 23060 | BRITLYN SOUTH BL A LT | Brookland | 2021/11/22 | Mechanical Permit | New Installation | Manufactured/Non Masonry Fireplace | 1000
MEC-2021-106284 | 794-742-2806 | 631 GRAYSON AVE, HENRICO, VA 23222 | GRAYSON AVE E S AC | Fairfield | 2021/11/22 | Mechanical Permit | New Installation | Above Ground Tank (Fuel Oil) | 2500
MEC-2021-106307 | 846-711-5571 | 3890 OLD WILLIAMSBURG RD, SANDSTON, VA 23150 | WILLIAMSBURG RD AC | Varina | 2021/11/30 | Mechanical Permit | New Installation | Tenant Upfit | 1100
MEC-2021-106323 | 817-694-8728 | 7361 STRATH RD, HENRICO, VA 23231 | ES STRATH RD AC | Varina | 2021/11/22 | Mechanical Permit | Alteration | Other (please describe in detail below) | 2375
MEC-2021-106324 | 731-757-4443 | 2805 COTTAGE COVE DR, HENRICO, VA 23233-3366 | COLONIES THE SC B BL G LT | Three Chopt | 2021/11/22 | Mechanical Permit | New Installation | Other (please describe in detail below) | 2253
MEC-2021-106329 | 752-733-4054 | 8721 RUGGLES RD, HENRICO, VA 23229 | COUNTRYSIDE SC B BL B LT | Tuckahoe | 2021/11/22 | Mechanical Permit | Alteration | Other (please describe in detail below) | 11911
MEC-2021-106332 | 778-750-1282 | 2606 PERSHING AVE, HENRICO, VA 23228 | QUARLES HEIGHTS BL B LT | Brookland | 2021/11/22 | Mechanical Permit | Alteration | Chimney Liner - Gas/Oil | 4760
MEC-2021-106335 | 780-773-8204 | 5012 DARRE HALL CT, GLEN ALLEN, VA 23059 | RIVER MILL SC 2 BL L LT | Fairfield | 2021/11/22 | Mechanical Permit | New Installation | Dwelling/Home Installation | 22361
MEC-2021-106337 | 770-774-3769 | 11723 MILL RD, GLEN ALLEN, VA 23059 | MILL ROAD AC | Brookland | 2021/11/22 | Mechanical Permit | Alteration | Chimney Liner - Gas/Oil | 2425
MEC-2021-106355 | 758-749-2198 | 8114 COSTIN DR, HENRICO, VA 23229 | WALNUT KNOLL SC 2 BL C LT | Three Chopt | 2021/11/23 | Mechanical Permit | Repair/Replacement | Air Conditioning/HVAC | 5924
MEC-2021-106359 | 762-749-7972 | 2331 THOUSAND OAKS DR, HENRICO, VA 23294 | THOUSAND OAKS SC A BL C LT | Tuckahoe | 2021/11/23 | Mechanical Permit | Alteration | Manufactured/Non Masonry Fireplace | 1000
MEC-2021-106381 | 739-776-8972 | 6509 GLENSHAW DR, GLEN ALLEN, VA 23059 | COURTLAND @ WYNDHAM BL E LT | Three Chopt | 2021/11/23 | Mechanical Permit | Repair/Replacement | Air Conditioning/HVAC | 7042
MEC-2021-106398 | 798-735-3016 | 1401 WHATLEY ST, HENRICO, VA 23222 | EAST HIGHLAND PARK BL 20 LT | Fairfield | 2021/11/23 | Mechanical Permit | Repair/Replacement | Air Conditioning/HVAC | 10000
MEC-2021-106432 | 742-776-3553 | 5909 HERRICK PL, GLEN ALLEN, VA 23059 | DOMINION HILLS SC 1 BL B LT | Three Chopt | 2021/11/23 | Mechanical Permit | Repair/Replacement | Gas Piping (Natural) | 4553
MEC-2021-106451 | 776-752-2523 | 7402 OAKMONT DR, HENRICO, VA 23228 | OAKMONT HILLS SC A BL C LT | Brookland | 2021/11/23 | Mechanical Permit | Repair/Replacement | Air Conditioning/HVAC | 7762
MEC-2021-106452 | 735-754-0599 | 12924 FOX MEADOW DR, HENRICO, VA 23233-2297 | PINE RUN SC H BL G LT | Tuckahoe | 2021/11/23 | Mechanical Permit | Repair/Replacement | Air Conditioning/HVAC | 10598
MEC-2021-106459 | 810-729-0313 | 903 DOMINION TOWNES CT, HENRICO, VA 23223 | DOMINION TOWNES SC 2 BL I LT | Fairfield | 2021/11/23 | Mechanical Permit | Repair/Replacement | Air Conditioning/HVAC | 8596.61
MEC-2021-106496 | 766-747-3334 | 2924 EMERYWOOD PKWY, HENRICO, VA 23294 | COMMERCE CENTER SC A BL A AC | Tuckahoe | 2021/11/29 | Mechanical Permit | Alteration | Air Conditioning/HVAC | 7500
MEC-2021-106517 | 818-722-2260 | 769 PLEASANT ST, HENRICO, VA 23075 | VIVIANA HALL BL H LT | Varina | 2021/11/24 | Mechanical Permit | Repair/Replacement | Air Conditioning/HVAC | 1945
MEC-2021-106529 | 805-716-9960 | 4453 KING'S BISHOP RD, HENRICO, VA 23231 | KINGS HILL WEST SC 3 BL C LT | Varina | 2021/11/24 | Mechanical Permit | Alteration | Gas Piping (Natural) | 650
MEC-2021-106547 | 747-735-6082 | 103 N MOORELAND RD, HENRICO, VA 23229 | N MOORELAND RD AC | Tuckahoe | 2021/11/30 | Mechanical Permit | Repair/Replacement | Other (please describe in detail below) | 4380
MEC-2021-106548 | 815-714-7661 | 4844 S LABURNUM AVE, HENRICO, VA 23231 | LABURNUM SQUARE SC C BL C LT | Varina | 2021/11/30 | Mechanical Permit | Repair/Replacement | Air Conditioning/HVAC | 5082
MEC-2021-106581 | 818-673-5397 | 9469 BARRETT PL, HENRICO, VA 23231 | KINGSLAND POINTE LT | Varina | 2021/11/29 | Mechanical Permit | Alteration | Gas Piping (LP) | 800
MEC-2021-106582 | 757-749-2136 | 8203 GWINNETT RD, HENRICO, VA 23229 | PARHAM HILLS BL F LT | Three Chopt | 2021/11/29 | Mechanical Permit | New Installation | Above Ground Tank (LP) | 300
MEC-2021-106583 | 728-756-6137 | 2400 ODENDRON CT, HENRICO, VA 23233-6618 | COLONIES THE SC D BL L LT | Three Chopt | 2021/11/29 | Mechanical Permit | New Installation | Above Ground Tank (LP) | 300
MEC-2021-106600 | 753-752-3033 | 9307 FORDSON RD, HENRICO, VA 23229 | WESTBRIAR SC A BL H LT | Three Chopt | 2021/11/29 | Mechanical Permit | Repair/Replacement | Gas Piping (Natural) | 9600
MEC-2021-106648 | 759-735-2112 | 7003 UNIVERSITY DR, HENRICO, VA 23229 | WESTHAM BL C LT | Tuckahoe | 2021/11/29 | Mechanical Permit | Alteration | Other (please describe in detail below) | 3595
MEC-2021-106678 | 743-747-7265.010 | 1904 WILLOW COVE CIR, HENRICO, VA 23238 | WILLOW GLEN UN | Tuckahoe | 2021/11/30 | Mechanical Permit | New Installation | Gas Piping (Natural) | 2000
MEC-2021-106692 | 748-743-9779 | 1209 CAMROSE RD, HENRICO, VA 23229 | FARMINGTON SC J BL L LT | Tuckahoe | 2021/11/29 | Mechanical Permit | Repair/Replacement | Air Conditioning/HVAC | 5730
MEC-2021-106694 | 770-743-4673 | 2303 DICKENS RD, HENRICO, VA 23230 | DICKENSDALE SC A BL 2 LT | Brookland | 2021/11/30 | Mechanical Permit | Repair/Replacement | Air Conditioning/HVAC | 2105
MEC-2021-106727 | 756-733-4471 | 8107 LONGWOOD RD, HENRICO, VA 23229 | RIVER ROAD HILLS BL G LT | Tuckahoe | 2021/11/30 | Mechanical Permit | Repair/Replacement | Other (please describe in detail below) | 15000
MEC-2021-106751 | 769-739-7989 | 5912 FITZHUGH AVE, HENRICO, VA 23226 | WESTWOOD HOME SITES LT | Brookland | 2021/11/30 | Mechanical Permit | Alteration | Below Ground Tank (Fuel Oil) | 1750
MEC-2021-106754 | 763-753-2607 | 8025 W BROAD ST, HENRICO, VA 23294 | SS BROAD ST ROAD ST ROAD AC | Tuckahoe | 2021/11/30 | Mechanical Permit | Repair/Replacement | Air Conditioning/HVAC | 4097
MEC-2021-106815 | 830-713-5597 | 409 HUNTSMAN RD, SANDSTON, VA 23150 | LEE PARK BL G LT | Varina | 2021/11/30 | Mechanical Permit | New Installation | Dwelling/Home Installation | 2600
MEC-2021-106826 | 821-722-0461 | 101 E JERALD ST, HENRICO, VA 23075 | HIGHLAND SPRINGS SC 10 BL E LT | Varina | 2021/11/30 | Mechanical Permit | New Installation | Duct Work | 2000
MEC-2021-106829 | 812-722-4978 | 312 MANSFIELD DR, HENRICO, VA 23223 | HECHLER VILLAGE SC 8 BL L LT | Fairfield | 2021/11/30 | Mechanical Permit | Repair/Replacement | Gas Piping (Natural) | 1045
MEC-2021-106836 | 759-770-2845 | 6016 BRITLYN CT, GLEN ALLEN, VA 23060 | SPRINGFIELD FARM SC 1 BL A LT | Brookland | 2021/11/30 | Mechanical Permit | Repair/Replacement | Air Conditioning/HVAC | 4556
PLM-2021-101661 | 737-766-8992 | 12208 WOODSON HILLS CT, GLEN ALLEN, VA 23059-5718 | WOODSON HILLS AT BACOVA SC 1 BL A LT | Three Chopt | 2021/11/18 | Plumbing Permit | New Installation | Dwelling/Home Installation | 2000
PLM-2021-101903 | 745-766-9912 | 4708 GREENBROOKE DR, GLEN ALLEN, VA 23060 | SADLER GROVE SC A BL D LT | Three Chopt | 2021/11/04 | Plumbing Permit | Repair/Replacement | Other (please describe in detail below) | 2125
PLM-2021-102247 | 790-759-1910 | 8604 DANWOOD MANOR CT, HENRICO, VA 23227 | DANWOOD AT STONELEIGH BL D LT | Fairfield | 2021/11/05 | Plumbing Permit | Repair/Replacement | Other (please describe in detail below) | 205
PLM-2021-102827 | 763-753-8421 | 8026 W BROAD ST, HENRICO, VA 23294 | FOUNTAIN SQUARE SC A LT | Brookland | 2021/11/15 | Plumbing Permit | Alteration | Drain Waste and Vent | 9000
PLM-2021-103641 | 735-774-0585 | 5709 STONEHURST ESTATES TER, GLEN ALLEN, VA 23059 | STONEHURST SC 1 BL A LT | Three Chopt | 2021/11/23 | Plumbing Permit | Alteration | Dwelling/Home Installation | 4000
PLM-2021-103907 | 735-761-8792 | 12651 THREE CHOPT RD, HENRICO, VA 23233 | THREE CHOPT RD AC | Three Chopt | 2021/11/02 | Plumbing Permit | Alteration | Tenant Upfit | 2000
PLM-2021-104266 | 755-737-2448.054 | 493 ST ALBANS WAY, HENRICO, VA 23229 | ST ALBANS CONDO PH 5 BL 5 UN | Tuckahoe | 2021/11/02 | Plumbing Permit | Alteration | Other (please describe in detail below) | 2780
PLM-2021-104460 | 774-740-0801.001 | 5001 LIBBIE MILL EAST BLVD #1, HENRICO, VA 23230 | PENSTOCK QUARTER CONDOMINIUM UN | Brookland | 2021/11/02 | Plumbing Permit | New Installation | Tenant Upfit | 25000
PLM-2021-104477 | 773-745-0783 | 4100 TOWNHOUSE RD, HENRICO, VA 23228 | STAPLES MILL RD AC | Brookland | 2021/11/02 | Plumbing Permit | Repair/Replacement | Commercial Building | 5000
PLM-2021-104480 | 773-745-0783 | 4116 TOWNHOUSE RD, HENRICO, VA 23228 | STAPLES MILL RD AC | Brookland | 2021/11/02 | Plumbing Permit | Repair/Replacement | Commercial Building | 5000
PLM-2021-104481 | 773-745-0783 | 4108 TOWNHOUSE RD, HENRICO, VA 23228 | STAPLES MILL RD AC | Brookland | 2021/11/02 | Plumbing Permit | Repair/Replacement | Commercial Building | 5000
PLM-2021-104482 | 773-745-0783 | 4129 TOWNHOUSE RD, HENRICO, VA 23228 | STAPLES MILL RD AC | Brookland | 2021/11/02 | Plumbing Permit | Repair/Replacement | Commercial Building | 5000
PLM-2021-104483 | 773-745-0783 | 4123 TOWNHOUSE RD, HENRICO, VA 23228 | STAPLES MILL RD AC | Brookland | 2021/11/02 | Plumbing Permit | Repair/Replacement | Commercial Building | 5000
PLM-2021-104509 | 772-756-7275 | 2844 E PARHAM RD, HENRICO, VA 23228 | N L PARHAM RD AC | Fairfield | 2021/11/02 | Plumbing Permit | Alteration | Commercial Building | 8500
PLM-2021-104516 | 783-742-4699 | 1600 WESTBROOK AVE, HENRICO, VA 23227-3337 | NL WESTBROOK AVE AC | Fairfield | 2021/11/04 | Plumbing Permit | Alteration | Tenant Upfit | 10200
PLM-2021-104548 | 758-734-0985 | 100 WESTHAM PKWY, HENRICO, VA 23229 | WESTHAM BL J LT | Tuckahoe | 2021/11/03 | Plumbing Permit | Repair/Replacement | Water Service | 2000
PLM-2021-104669 | 765-749-0521 | 7412 LOCKWOOD RD, HENRICO, VA 23294 | WHISPERING PINES SC A BL I LT | Tuckahoe | 2021/11/01 | Plumbing Permit | Repair/Replacement | Water Distribution | 1524
PLM-2021-104675 | 783-746-8981 | 2028 CEDARBIRD WAY, HENRICO, VA 23228 | LAKESIDE LANDING SC 2 BL B LT | Fairfield | 2021/11/08 | Plumbing Permit | New Installation | Dwelling/Home Installation | 9000
PLM-2021-104680 | 783-746-9182 | 2026 CEDARBIRD WAY, HENRICO, VA 23228 | LAKESIDE LANDING SC 2 BL B LT | Fairfield | 2021/11/08 | Plumbing Permit | New Installation | Dwelling/Home Installation | 9000
PLM-2021-104682 | 783-746-9382 | 2024 CEDARBIRD WAY, HENRICO, VA 23228 | LAKESIDE LANDING SC 2 BL B LT | Fairfield | 2021/11/08 | Plumbing Permit | New Installation | Dwelling/Home Installation | 9000
PLM-2021-104684 | 783-746-9583 | 2022 CEDARBIRD WAY, HENRICO, VA 23228 | LAKESIDE LANDING SC 2 BL B LT | Fairfield | 2021/11/08 | Plumbing Permit | New Installation | Dwelling/Home Installation | 9000
PLM-2021-104687 | 783-746-9783 | 2020 CEDARBIRD WAY, HENRICO, VA 23228 | LAKESIDE LANDING SC 2 BL B LT | Fairfield | 2021/11/08 | Plumbing Permit | New Installation | Dwelling/Home Installation | 9000
PLM-2021-104708 | 804-737-8547 | 4030 GROVE POINT DR, HENRICO, VA 23223 | GROVE POINT SC 1 BL K LT | Fairfield | 2021/11/04 | Plumbing Permit | New Installation | Dwelling/Home Installation | 4800
PLM-2021-104711 | 804-737-8445 | 4028 GROVE POINT DR, HENRICO, VA 23223 | GROVE POINT SC 1 BL K LT | Fairfield | 2021/11/04 | Plumbing Permit | New Installation | Dwelling/Home Installation | 4800
PLM-2021-104714 | 804-737-8443 | 4026 GROVE POINT DR, HENRICO, VA 23223 | GROVE POINT SC 1 BL K LT | Fairfield | 2021/11/04 | Plumbing Permit | New Installation | Dwelling/Home Installation | 4800
PLM-2021-104717 | 804-737-8441 | 4024 GROVE POINT DR, HENRICO, VA 23223 | GROVE POINT SC 1 BL K LT | Fairfield | 2021/11/04 | Plumbing Permit | New Installation | Dwelling/Home Installation | 4800
PLM-2021-104720 | 804-737-8438 | 4022 GROVE POINT DR, HENRICO, VA 23223 | GROVE POINT SC 1 BL K LT | Fairfield | 2021/11/04 | Plumbing Permit | New Installation | Dwelling/Home Installation | 4800
PLM-2021-104723 | 763-767-9731 | 6520 LIDDY CIR, GLEN ALLEN, VA 23060 | BRITLYN SOUTH BL A LT | Brookland | 2021/11/04 | Plumbing Permit | New Installation | Dwelling/Home Installation | 4800
PLM-2021-104742 | 773-745-0783 | 4133 TOWNHOUSE RD, HENRICO, VA 23228 | STAPLES MILL RD AC | Brookland | 2021/11/02 | Plumbing Permit | Repair/Replacement | Commercial Building | 5000
PLM-2021-104744 | 773-745-0783 | 4117 TOWNHOUSE RD, HENRICO, VA 23228 | STAPLES MILL RD AC | Brookland | 2021/11/02 | Plumbing Permit | Repair/Replacement | Commercial Building | 5000
PLM-2021-104783 | 770-735-8589 | 5301 WYTHE AVE, HENRICO, VA 23226 | SHENANDOAH PLACE BL J LT | Brookland | 2021/11/02 | Plumbing Permit | Repair/Replacement | Gas Piping (Natural) | 2890
PLM-2021-104784 | 790-747-1720 | 5413 AFTON OVERLOOK, HENRICO, VA 23227 | AFTON SC 1 BL A LT | Fairfield | 2021/11/02 | Plumbing Permit | Repair/Replacement | Water Distribution | 2837.21
PLM-2021-104788 | 733-762-1243 | 12115 GLASTONBURY PL, HENRICO, VA 23233-7072 | SEDGEMOOR OAKS BL A LT | Three Chopt | 2021/11/02 | Plumbing Permit | Alteration | Other (please describe in detail below) | 4400
PLM-2021-104792 | 742-739-7443 | 9712 DEBORAH RIDGE PL, HENRICO, VA 23238 | RIVERLAKE COLONY SC A BL C LT | Tuckahoe | 2021/11/02 | Plumbing Permit | Repair/Replacement | Other (please describe in detail below) | 3156
PLM-2021-104798 | 755-736-2205 | 8413 SLEEPY DUCK PL, HENRICO, VA 23229 | WESTHAM VILLAGE SC 1 BL A LT | Tuckahoe | 2021/11/02 | Plumbing Permit | Repair/Replacement | Other (please describe in detail below) | 2693
PLM-2021-104820 | 787-770-6858 | 1313 VILLAGE VIEWS DR, GLEN ALLEN, VA 23059 | VILLAGES AT THE CROSSINGS SC 1 BL RR LT | Fairfield | 2021/11/03 | Plumbing Permit | Repair/Replacement | Dwelling/Home Installation | 1454.55
PLM-2021-104842 | 765-772-0022 | 3804 MILL PLACE DR, GLEN ALLEN, VA 23060 | MILL PLACE WEST SC A BL B LT | Brookland | 2021/11/02 | Plumbing Permit | New Installation | Other (please describe in detail below) | 2600
PLM-2021-104883 | 747-738-6173.094 | 9002 CORALBERRY PL, HENRICO, VA 23229 | MOORELAND COMMONS PH III UN | Tuckahoe | 2021/11/04 | Plumbing Permit | Repair/Replacement | Gas Piping (Natural) | 1000
PLM-2021-104892 | 740-774-3898 | 12029 CAMERON CREEK RD, GLEN ALLEN, VA 23059 | CAMERON AT GREY OAKS SC 2 BL A LT | Three Chopt | 2021/11/03 | Plumbing Permit | New Installation | Other (please describe in detail below) | 1500
PLM-2021-104936 | 756-731-2222 | 128 BROOKSCHASE LN, HENRICO, VA 23229 | WINDSOR ON TH JAMES BL B LT | Tuckahoe | 2021/11/03 | Plumbing Permit | Alteration | Gas Piping (Natural) | 2789.75
PLM-2021-104980 | 742-741-8389 | 10431 PATTERSON AVE, HENRICO, VA 23238 | KINGS CROSSING APTS PH III BL B LT | Tuckahoe | 2021/11/17 | Plumbing Permit | New Installation | Commercial Building | 2800
PLM-2021-105018 | 756-769-9087 | 5193 HART MILL DR, GLEN ALLEN, VA 23060 | SPRINGCREEK SC 1 BL D LT | Brookland | 2021/11/04 | Plumbing Permit | Alteration | Gas Piping (Natural) | 1394.25
PLM-2021-105021 | 748-759-5797 | 10869 W BROAD ST, GLEN ALLEN, VA 23060 | SS BROAD ST RD AC | Three Chopt | 2021/11/08 | Plumbing Permit | New Installation | Tenant Upfit | 6000
PLM-2021-105022 | 772-761-0332 | 9906 ROYERTON DR, HENRICO, VA 23228 | LAUREL PARK SC C BL K LT | Brookland | 2021/11/04 | Plumbing Permit | Repair/Replacement | Gas Piping (LP) | 1000
PLM-2021-105023 | 793-758-2945 | 8369 HAWK NEST DR, HENRICO, VA 23227 | ASHBURY AT STONELEIGH SC 2 BL A LT | Fairfield | 2021/11/04 | Plumbing Permit | Repair/Replacement | Gas Piping (Natural) | 1000
PLM-2021-105032 | 740-778-1739 | 6025 CORWIN DR, GLEN ALLEN, VA 23059 | DOMINION VIEW ESTS BL A LT | Three Chopt | 2021/11/04 | Plumbing Permit | New Installation | Other (please describe in detail below) | 4350
PLM-2021-105034 | 763-764-6180.004 | 3507 WARSAW TER, GLEN ALLEN, VA 23060 | CARRIAGE HOMES AT CROSSRIDGE BL 2 UN | Brookland | 2021/11/05 | Plumbing Permit | Repair/Replacement | Other (please describe in detail below) | 205
PLM-2021-105069 | 835-692-1127 | 4501 KARA DR, HENRICO, VA 23231 | YAHLEY MILL ESTATES SC A BL A LT | Varina | 2021/11/04 | Plumbing Permit | Repair/Replacement | Gas Piping (LP) | 1250
PLM-2021-105111 | 743-733-9286 | 401 WELWYN RD, HENRICO, VA 23229 | DORSET WOODS SOUTH SC A BL H LT | Tuckahoe | 2021/11/05 | Plumbing Permit | Alteration | Other (please describe in detail below) | 1000
PLM-2021-105119 | 757-739-9711 | 7915 ROCK CREEK RD, HENRICO, VA 23229 | WESTHAM BL AA LT | Tuckahoe | 2021/11/05 | Plumbing Permit | Repair/Replacement | Other (please describe in detail below) | 1750
PLM-2021-105122 | 783-742-4699 | 1600 WESTBROOK AVE, HENRICO, VA 23227-3337 | NL WESTBROOK AVE AC | Fairfield | 2021/11/12 | Plumbing Permit | Alteration | Tenant Upfit | 12500
PLM-2021-105124 | 783-742-4699 | 1600 WESTBROOK AVE, HENRICO, VA 23227-3337 | NL WESTBROOK AVE AC | Fairfield | 2021/11/12 | Plumbing Permit | Alteration | Tenant Upfit | 11500
PLM-2021-105128 | 743-735-3980 | 103 N ERLWOOD CT, HENRICO, VA 23229 | CHESWICK SC 3 BL A LT | Tuckahoe | 2021/11/08 | Plumbing Permit | Alteration | Gas Piping (Natural) | 4500
PLM-2021-105129 | 765-772-0022 | 3804 MILL PLACE DR, GLEN ALLEN, VA 23060 | MILL PLACE WEST SC A BL B LT | Brookland | 2021/11/05 | Plumbing Permit | Alteration | Other (please describe in detail below) | 3700
PLM-2021-105137 | 752-765-3835 | 4704 SNOWMASS RD, GLEN ALLEN, VA 23060 | VILLAGE @ INNSBROOK SC D BL D LT | Three Chopt | 2021/11/05 | Plumbing Permit | New Installation | Gas Piping (Natural) | 2407
PLM-2021-105153 | 820-721-1836 | 520 S KALMIA AVE, HENRICO, VA 23075 | HIGHLAND SPRINGS SC 12 BL G LT | Varina | 2021/11/05 | Plumbing Permit | Repair/Replacement | Other (please describe in detail below) | 205
PLM-2021-105160 | 807-704-8897 | 1581 OAKLAND CHASE PKWY, HENRICO, VA 23231 | OAKLAND CHASE SC 1 BL B LT | Varina | 2021/11/05 | Plumbing Permit | Repair/Replacement | Other (please describe in detail below) | 205
PLM-2021-105180 | 795-742-3168 | 4219 FAYETTE CIR, HENRICO, VA 23222 | FAYETTE PARK SC 3 BL B LT | Fairfield | 2021/11/08 | Plumbing Permit | Repair/Replacement | Sewer Service | 3000
PLM-2021-105201 | 749-734-2592 | 8658 RIO GRANDE RD, HENRICO, VA 23229 | SLEEPY HOLLOW BL C LT | Tuckahoe | 2021/11/08 | Plumbing Permit | Repair/Replacement | Gas Piping (Natural) | 4940
PLM-2021-105210 | 774-747-0375 | 3800 TALLEY RD, HENRICO, VA 23228 | ZAUNS LT | Brookland | 2021/11/12 | Plumbing Permit | Repair/Replacement | Gas Piping (Natural) | 4000
PLM-2021-105211 | 780-750-4638 | 7106 PROSPECT AVE, HENRICO, VA 23228 | GINTER GARDENS BL B LT | Fairfield | 2021/11/08 | Plumbing Permit | Repair/Replacement | Sewer Service | 4500
PLM-2021-105213 | 731-764-8653 | 342 PURBROOK LN, HENRICO, VA 23233-7604 | GREENGATE SC 3 BL J LT | Three Chopt | 2021/11/08 | Plumbing Permit | New Installation | Dwelling/Home Installation | 5400
PLM-2021-105221 | 731-764-8555 | 344 PURBROOK LN, HENRICO, VA 23233-7604 | GREENGATE SC 3 BL J LT | Three Chopt | 2021/11/08 | Plumbing Permit | New Installation | Dwelling/Home Installation | 5400
PLM-2021-105222 | 731-764-8557 | 346 PURBROOK LN, HENRICO, VA 23233-7604 | GREENGATE SC 3 BL J LT | Three Chopt | 2021/11/08 | Plumbing Permit | New Installation | Dwelling/Home Installation | 5400
PLM-2021-105223 | 731-764-8459 | 348 PURBROOK LN, HENRICO, VA 23233-7604 | GREENGATE SC 3 BL J LT | Three Chopt | 2021/11/08 | Plumbing Permit | New Installation | Dwelling/Home Installation | 5400
PLM-2021-105224 | 731-764-8362 | 350 PURBROOK LN, HENRICO, VA 23233-7604 | GREENGATE SC 3 BL J LT | Three Chopt | 2021/11/08 | Plumbing Permit | New Installation | Dwelling/Home Installation | 5400
PLM-2021-105238 | 763-767-9424 | 6524 LIDDY CIR, GLEN ALLEN, VA 23060 | BRITLYN SOUTH BL A LT | Brookland | 2021/11/10 | Plumbing Permit | New Installation | Dwelling/Home Installation | 4800
PLM-2021-105249 | 764-740-4732 | 6811 PARK AVE, HENRICO, VA 23226 | DUNTREATH SC B BL 14 LT | Brookland | 2021/11/08 | Plumbing Permit | Alteration | Gas Piping (Natural) | 1000
PLM-2021-105257 | 783-742-4699 | 1600 WESTBROOK AVE, HENRICO, VA 23227-3337 | NL WESTBROOK AVE AC | Fairfield | 2021/11/24 | Plumbing Permit | New Installation | Other (please describe in detail below) | 10354.5
PLM-2021-105258 | 753-737-0012 | 3 BRIDGEHAMPTON PL, HENRICO, VA 23229 | YORKSHIRE SC A BL B LT | Tuckahoe | 2021/11/08 | Plumbing Permit | Alteration | Gas Piping (Natural) | 2100
PLM-2021-105310 | 741-761-3418 | 11341 W BROAD ST, GLEN ALLEN, VA 23060 | THREE CHOPT RD AC | Three Chopt | 2021/11/22 | Plumbing Permit | New Installation | Other (please describe in detail below) | 34000
PLM-2021-105321 | 738-764-0203 | 11800 W BROAD ST, HENRICO, VA 23233-1005 | CDA W BROAD ST AC | Three Chopt | 2021/11/22 | Plumbing Permit | New Installation | Other (please describe in detail below) | 19500
PLM-2021-105327 | 788-766-2031.205 | 900 MASTERS ROW #A, GLEN ALLEN, VA 23059 | LINKS CONDOMINIUMS UN | Fairfield | 2021/11/09 | Plumbing Permit | Repair/Replacement | Gas Piping (Natural) | 1950
PLM-2021-105341 | 757-730-8097 | 217 CULPEPER RD, HENRICO, VA 23229 | WESTHAM RIDGE LT | Tuckahoe | 2021/11/09 | Plumbing Permit | New Installation | Gas Piping (Natural) | 1000
PLM-2021-105345 | 751-765-7217 | 4604 BREITHORNE CT, GLEN ALLEN, VA 23060 | VILLAGE @ INNSBROOK SC A BL B LT | Three Chopt | 2021/11/09 | Plumbing Permit | New Installation | Gas Piping (Natural) | 1000
PLM-2021-105378 | 759-745-0882 | 7901 ALVARADO RD, HENRICO, VA 23229 | CHESWICK FARM BL B LT | Three Chopt | 2021/11/09 | Plumbing Permit | Repair/Replacement | Gas Piping (LP) | 975
PLM-2021-105382 | 735-748-1452 | 1725 TIMBERLY WAYE, HENRICO, VA 23238-3476 | SUSSEX WOOD SC C BL JJ LT | Tuckahoe | 2021/11/09 | Plumbing Permit | Repair/Replacement | Gas Piping (LP) | 2934
PLM-2021-105383 | 742-771-2720 | 11013 ELLIS MEADOWS LN, GLEN ALLEN, VA 23059 | SHADY GROVE MEADOWS SC A BL A LT | Three Chopt | 2021/11/10 | Plumbing Permit | Repair/Replacement | Other (please describe in detail below) | 7000
PLM-2021-105385 | 737-781-1605 | 12520 AMERSHIRE LN, GLEN ALLEN, VA 23059-6916 | CHADSWORTH W @ WYN BL A LT | Three Chopt | 2021/11/09 | Plumbing Permit | Repair/Replacement | Gas Piping (Natural) | 1493
PLM-2021-105386 | 735-772-4869 | 5241 STONE HORSE RD, GLEN ALLEN, VA 23059-5335 | SHADY GROVE ESTATES SC C BL C LT | Three Chopt | 2021/11/09 | Plumbing Permit | Repair/Replacement | Gas Piping (LP) | 1425
PLM-2021-105447 | 752-763-5878 | 10916 VIRGINIA FOREST CT, GLEN ALLEN, VA 23060 | LEXINGTON SC 4 BL B LT | Three Chopt | 2021/11/10 | Plumbing Permit | Repair/Replacement | Gas Piping (Natural) | 700
PLM-2021-105450 | 807-703-7724 | 6470 N MIDVIEW RD, HENRICO, VA 23231 | VARINA STATION SC 1 BL A LT | Varina | 2021/11/10 | Plumbing Permit | Repair/Replacement | Gas Piping (Natural) | 600
PLM-2021-105451 | 809-729-5696 | 4130 DOMINION TOWNES CIR, HENRICO, VA 23223 | DOMINION TOWNES SC 2 BL A LT | Fairfield | 2021/11/10 | Plumbing Permit | Repair/Replacement | Gas Piping (Natural) | 900
PLM-2021-105455 | 813-733-1637 | 4205 REYNOLDS RIDGE TER, HENRICO, VA 23223 | CLARENDON FARMS SC 3 BL A LT | Fairfield | 2021/11/10 | Plumbing Permit | Repair/Replacement | Gas Piping (Natural) | 800
PLM-2021-105481 | 741-771-0052 | 11317 GREY OAKS ESTATES WAY, GLEN ALLEN, VA 23059 | ESTATES AT GREY OAKS SC 3 BL B LT | Three Chopt | 2021/11/16 | Plumbing Permit | Alteration | Dwelling/Home Installation | 1500
PLM-2021-105486 | 758-736-6801 | 208 OLD OAK RD, HENRICO, VA 23229 | WESTHAM BL H LT | Tuckahoe | 2021/11/10 | Plumbing Permit | Alteration | Other (please describe in detail below) | 5233.75
PLM-2021-105509 | 755-761-3190 | 9510 SPRING MOSS TER, GLEN ALLEN, VA 23060 | TOWNES AT MEREDITH CREEK SC 1 BL I LT | Brookland | 2021/11/10 | Plumbing Permit | Repair/Replacement | Other (please describe in detail below) | 2277
PLM-2021-105565 | 779-746-4341 | 5701 CEDAR CROFT ST, HENRICO, VA 23228 | HERMITAGE PARK BL 12 LT | Brookland | 2021/11/18 | Plumbing Permit | Alteration | Other (please describe in detail below) | 3000
PLM-2021-105569 | 747-775-1746 | 11716 ALDER RIDGE TER, GLEN ALLEN, VA 23059 | WYNDHAM FOREST SC 3 BL C LT | Three Chopt | 2021/11/12 | Plumbing Permit | Repair/Replacement | Other (please describe in detail below) | 1675
PLM-2021-105592 | 861-702-8183 | 5311 WHITE OAK DR, SANDSTON, VA 23150 | SCANDIA LAKE SC 2 BL J LT | Varina | 2021/11/12 | Plumbing Permit | Repair/Replacement | Gas Piping (LP) | 1200
PLM-2021-105603 | 749-745-0619 | 9304 FARMINGTON DR, HENRICO, VA 23229 | FARMINGTON SC D BL R LT | Tuckahoe | 2021/11/12 | Plumbing Permit | Repair/Replacement | Gas Piping (Natural) | 1200
PLM-2021-105617 | 753-738-3553 | 408 GLENDALE DR, HENRICO, VA 23229 | RIDGEVIEW SC 2 BL E LT | Tuckahoe | 2021/11/12 | Plumbing Permit | New Installation | Gas Piping (Natural) | 1000
PLM-2021-105636 | 806-693-2805 | 7501 SETTLERS RIDGE CT, HENRICO, VA 23231 | SETTLERS RIDGE SC B BL E LT | Varina | 2021/11/15 | Plumbing Permit | New Installation | Gas Piping (Natural) | 1200
PLM-2021-105645 | 755-732-5639 | 2 GLENBROOKE CIR E, HENRICO, VA 23229 | GLENBROOKE HILLS LT | Tuckahoe | 2021/11/12 | Plumbing Permit | New Installation | Gas Piping (Natural) | 1575
PLM-2021-105648 | 740-749-1700 | 10801 NORTH BANK RD, HENRICO, VA 23238 | WHITAKER WOODS SC C BL G LT | Tuckahoe | 2021/11/12 | Plumbing Permit | Alteration | Other (please describe in detail below) | 1000
PLM-2021-105664 | 741-745-5054 | 1602 PUMP RD, HENRICO, VA 23238 | CANTERBURY SC 11 BL L LT | Tuckahoe | 2021/11/12 | Plumbing Permit | New Installation | Gas Piping (Natural) | 1000
PLM-2021-105668 | 756-738-1001 | 8218 RIDGE RD, HENRICO, VA 23229 | RIDGE RUN SC 1 BL A LT | Tuckahoe | 2021/11/15 | Plumbing Permit | New Installation | Gas Piping (Natural) | 1000
PLM-2021-105677 | 752-741-7436 | 907 TURNBULL AVE, HENRICO, VA 23229 | HILL AND DALE SC D BL A LT | Tuckahoe | 2021/11/15 | Plumbing Permit | Alteration | Other (please describe in detail below) | 1000
PLM-2021-105731 | 836-697-4564 | 7021 YAHLEY MILL RD, HENRICO, VA 23231 | EL YAHLEY MILL RD AC | Varina | 2021/11/15 | Plumbing Permit | Repair/Replacement | Gas Piping (LP) | 1250
PLM-2021-105738 | 782-768-4145 | 10509 WYLIE LN, GLEN ALLEN, VA 23059 | MAGNOLIA RIDGE SC 1 BL D LT | Fairfield | 2021/11/15 | Plumbing Permit | Repair/Replacement | Gas Piping (Natural) | 750
PLM-2021-105757 | 804-711-3477 | 1460 DARBYTOWN RD, HENRICO, VA 23231 | REGINA PARK BL A LT | Varina | 2021/11/15 | Plumbing Permit | Repair/Replacement | Gas Piping (LP) | 1200
PLM-2021-105758 | 729-759-2531 | 12916 HOUNDSTOOTH WAY, HENRICO, VA 23233-7679 | FOXHALL SC 6 BL A LT | Three Chopt | 2021/11/15 | Plumbing Permit | New Installation | Other (please describe in detail below) | 4000
PLM-2021-105759 | 737-766-9480 | 12216 WOODSON HILLS CT, GLEN ALLEN, VA 23059-5718 | WOODSON HILLS AT BACOVA SC 1 BL A LT | Three Chopt | 2021/11/15 | Plumbing Permit | New Installation | Water Service | 2000
PLM-2021-105764 | 768-778-0342 | 11567 SWANSON MILL WAY, GLEN ALLEN, VA 23059 | SWANSON MILL RUN SC 1 LT | Brookland | 2021/11/15 | Plumbing Permit | New Installation | Other (please describe in detail below) | 600
PLM-2021-105820 | 822-721-1875 | 301 SAG HARBOR PL, HENRICO, VA 23075 | EASTHAMPTON TOWNHOMES BL C LT | Varina | 2021/11/17 | Plumbing Permit | New Installation | Dwelling/Home Installation | 4800
PLM-2021-105844 | 776-753-3673 | 2310 VIKING LN, HENRICO, VA 23228 | ROCK HILLS SC D BL A LT | Brookland | 2021/11/16 | Plumbing Permit | New Installation | Dwelling/Home Installation | 9900
PLM-2021-105845 | 740-771-5491 | 11204 GREY OAKS PARK TER, GLEN ALLEN, VA 23059 | ESTATES AT GREY OAKS SC 2 BL B LT | Three Chopt | 2021/11/16 | Plumbing Permit | New Installation | Gas Piping (Natural) | 1800
PLM-2021-105871 | 734-782-7108 | 12487 DONAHUE RD, GLEN ALLEN, VA 23059 | DONAHUE RD AC | Three Chopt | 2021/11/16 | Plumbing Permit | New Installation | Dwelling/Home Installation | 19707
PLM-2021-105892 | 755-735-6116 | 8316 UNIVERSITY DR, HENRICO, VA 23229 | RIVER ROAD HILLS SC A BL C LT | Tuckahoe | 2021/11/16 | Plumbing Permit | Alteration | Other (please describe in detail below) | 2270
PLM-2021-105899 | 767-765-0210 | 10401 LEANDER DR, GLEN ALLEN, VA 23060 | BRETTON WOODS SC B BL C LT | Brookland | 2021/11/16 | Plumbing Permit | Repair/Replacement | Gas Piping (LP) | 905
PLM-2021-105902 | 822-721-2077 | 303 SAG HARBOR PL, HENRICO, VA 23075 | EASTHAMPTON TOWNHOMES BL C LT | Varina | 2021/11/17 | Plumbing Permit | New Installation | Dwelling/Home Installation | 4800
PLM-2021-105903 | 822-721-2278 | 305 SAG HARBOR PL, HENRICO, VA 23075 | EASTHAMPTON TOWNHOMES BL C LT | Varina | 2021/11/17 | Plumbing Permit | New Installation | Dwelling/Home Installation | 4800
PLM-2021-105904 | 822-721-2379 | 307 SAG HARBOR PL, HENRICO, VA 23075 | EASTHAMPTON TOWNHOMES BL C LT | Varina | 2021/11/17 | Plumbing Permit | New Installation | Dwelling/Home Installation | 4800
PLM-2021-105905 | 822-721-2580 | 309 SAG HARBOR PL, HENRICO, VA 23075 | EASTHAMPTON TOWNHOMES BL C LT | Varina | 2021/11/17 | Plumbing Permit | New Installation | Dwelling/Home Installation | 4800
PLM-2021-105906 | 822-721-2782 | 311 SAG HARBOR PL, HENRICO, VA 23075 | EASTHAMPTON TOWNHOMES BL C LT | Varina | 2021/11/17 | Plumbing Permit | New Installation | Dwelling/Home Installation | 4800
PLM-2021-105907 | 822-721-4481 | 262 SAG HARBOR CT, HENRICO, VA 23075 | EASTHAMPTON TOWNHOMES BL A LT | Varina | 2021/11/17 | Plumbing Permit | New Installation | Dwelling/Home Installation | 4800
PLM-2021-105908 | 822-721-4283 | 260 SAG HARBOR CT, HENRICO, VA 23075 | EASTHAMPTON TOWNHOMES BL A LT | Varina | 2021/11/17 | Plumbing Permit | New Installation | Dwelling/Home Installation | 4800
PLM-2021-105909 | 822-721-4184 | 258 SAG HARBOR CT, HENRICO, VA 23075 | EASTHAMPTON TOWNHOMES BL A LT | Varina | 2021/11/17 | Plumbing Permit | New Installation | Dwelling/Home Installation | 4800
PLM-2021-105910 | 822-721-4086 | 256 SAG HARBOR CT, HENRICO, VA 23075 | EASTHAMPTON TOWNHOMES BL A LT | Varina | 2021/11/17 | Plumbing Permit | New Installation | Dwelling/Home Installation | 4800
PLM-2021-105911 | 822-721-3888 | 254 SAG HARBOR CT, HENRICO, VA 23075 | EASTHAMPTON TOWNHOMES BL A LT | Varina | 2021/11/17 | Plumbing Permit | New Installation | Dwelling/Home Installation | 4800
PLM-2021-105923 | 746-740-1496 | 1205 HYDE LN, HENRICO, VA 23229 | GRAYSON HILL SC 2 BL M LT | Tuckahoe | 2021/11/16 | Plumbing Permit | Alteration | Other (please describe in detail below) | 2453
PLM-2021-105935 | 755-736-9621 | 8121 HOLMES AVE, HENRICO, VA 23229 | NR ZIONTOWN ROAD AC | Tuckahoe | 2021/11/17 | Plumbing Permit | Alteration | Gas Piping (Natural) | 1465.25
PLM-2021-105944 | 748-739-6831 | 9101 BURKHART DR, HENRICO, VA 23229 | WESTRIVER HILLS BL I LT | Tuckahoe | 2021/11/17 | Plumbing Permit | Repair/Replacement | Gas Piping (Natural) | 4889
PLM-2021-105945 | 750-735-8199 | 208 TARRYTOWN DR, HENRICO, VA 23229 | SLEEPY HOLLOW BL H LT | Tuckahoe | 2021/11/17 | Plumbing Permit | Alteration | Gas Piping (Natural) | 2500
PLM-2021-105972 | 735-746-6655 | 1508 LOTHBURY LN, HENRICO, VA 23238-4023 | GAYTON GREEN SC B BL C LT | Tuckahoe | 2021/11/19 | Plumbing Permit | New Installation | Gas Piping (LP) | 825
PLM-2021-106025 | 739-752-1436 | 2405 BRIDGEVIEW LN, HENRICO, VA 23233 | STEVESTON SC C BL I LT | Tuckahoe | 2021/11/17 | Plumbing Permit | Repair/Replacement | Water Distribution | 1605
PLM-2021-106113 | 748-774-1137 | 5201 LEMOORE DR, GLEN ALLEN, VA 23059 | WYNDHAM FOREST SC 5 BL A LT | Three Chopt | 2021/11/18 | Plumbing Permit | Repair/Replacement | Other (please describe in detail below) | 2479
PLM-2021-106136 | 753-734-5340 | 103 CHARNWOOD RD, HENRICO, VA 23229 | ROSLYN HILLS SC D BL H LT | Tuckahoe | 2021/11/19 | Plumbing Permit | Alteration | Gas Piping (Natural) | 1500
PLM-2021-106142 | 740-741-6728 | 9926 EILDONWAY PL, HENRICO, VA 23238 | RIVERLAKE COLONY SC B BL G LT | Tuckahoe | 2021/11/19 | Plumbing Permit | Alteration | Other (please describe in detail below) | 3370.4
PLM-2021-106285 | 755-753-5196 | 8633 ALDERSHOT DR, HENRICO, VA 23294 | NL ROUTE 64 AC | Three Chopt | 2021/11/30 | Plumbing Permit | Repair/Replacement | Gas Piping (Natural) | 1940
PLM-2021-106354 | 755-742-2815 | 8406 ROLANDO DR, HENRICO, VA 23229 | BEVERLY HILLS SC C BL E LT | Tuckahoe | 2021/11/23 | Plumbing Permit | Repair/Replacement | Other (please describe in detail below) | 2193
PLM-2021-106366 | 748-737-7355 | 8950 TARRYTOWN DR, HENRICO, VA 23229 | DEER LODGE SC B BL H LT | Tuckahoe | 2021/11/23 | Plumbing Permit | Alteration | Gas Piping (Natural) | 650
PLM-2021-106397 | 823-692-8756 | 7017 HAPSBURG CT, HENRICO, VA 23231 | CASTLETON SC 5 BL E LT | Varina | 2021/11/23 | Plumbing Permit | New Installation | Dwelling/Home Installation | 5500
PLM-2021-106443 | 781-768-1955 | 1708 DALY CT, GLEN ALLEN, VA 23059 | MAGNOLIA RIDGE SC 1 BL C LT | Fairfield | 2021/11/23 | Plumbing Permit | Repair/Replacement | Gas Piping (Natural) | 1666.54
PLM-2021-106449 | 746-751-8928 | 1904 BAYLEAF CT, HENRICO, VA 23238 | RAINTREE EAST SC A BL C LT | Tuckahoe | 2021/11/23 | Plumbing Permit | Repair/Replacement | Water Distribution | 1774
PLM-2021-106474 | 742-771-0255 | 11028 ELLIS MEADOWS LN, GLEN ALLEN, VA 23059 | SHADY GROVE HILLS SC 1 BL A LT | Three Chopt | 2021/11/23 | Plumbing Permit | Repair/Replacement | Gas Piping (Natural) | 2750
PLM-2021-106499 | 808-703-5424 | 6433 SPRINGCREST LN, HENRICO, VA 23231 | DARBYTOWN MEADOWS SC A BL A LT | Varina | 2021/11/24 | Plumbing Permit | Repair/Replacement | Gas Piping (Natural) | 1200
PLM-2021-106539 | 743-747-0428 | 1708 LOGWOOD CIR, HENRICO, VA 23238 | GAYTON FOREST THS SC C BL V LT | Tuckahoe | 2021/11/24 | Plumbing Permit | Repair/Replacement | Gas Piping (LP) | 1377
PLM-2021-106555 | 730-760-5927 | 13406 COLLEGE VALLEY LN, HENRICO, VA 23233-7643 | FOXHALL SC 4 BL C LT | Three Chopt | 2021/11/29 | Plumbing Permit | Repair/Replacement | Other (please describe in detail below) | 3156
PLM-2021-106577 | 806-707-0999 | 5920 ALMOND CREEK NORTH LN, HENRICO, VA 23231 | ALMOND CREEK NORTH SC 2 BL B LT | Varina | 2021/11/29 | Plumbing Permit | Repair/Replacement | Other (please describe in detail below) | 200
PLM-2021-106618 | 738-752-7401 | 2145 OAKHAMPTON PL, HENRICO, VA 23233-3564 | EDENBERRY SC A BL C LT | Tuckahoe | 2021/11/29 | Plumbing Permit | Repair/Replacement | Gas Piping (LP) | 750
PLM-2021-106670 | 737-759-3995 | 3100 OLD BROOKEWOOD WAY, HENRICO, VA 23233-7714 | BROOKEWOOD @ WLLSLY BL A LT | Three Chopt | 2021/11/29 | Plumbing Permit | Repair/Replacement | Other (please describe in detail below) | 1945
PLM-2021-106677 | 730-750-7401 | 2300 PLEASANT RUN DR, HENRICO, VA 23238-3027 | TUCKAHOE VLG WEST SC E BL K LT | Tuckahoe | 2021/11/29 | Plumbing Permit | Repair/Replacement | Other (please describe in detail below) | 1745
PLM-2021-106696 | 758-740-8615 | 914 BALDWIN RD, HENRICO, VA 23229 | ROLLINGWOOD TR G LT | Tuckahoe | 2021/11/30 | Plumbing Permit | Repair/Replacement | Dwelling/Home Installation | 7500
PLM-2021-106790 | 751-755-5109 | 3024 OAKLEY POINTE TER, HENRICO, VA 23233 | OAKLEY POINTE SC A BL A LT | Tuckahoe | 2021/11/30 | Plumbing Permit | Repair/Replacement | Other (please describe in detail below) | 2600
PLM-2021-106833 | 821-722-0461 | 101 E JERALD ST, HENRICO, VA 23075 | HIGHLAND SPRINGS SC 10 BL E LT | Varina | 2021/11/30 | Plumbing Permit | Alteration | Other (please describe in detail below) | 3500
SIG-2021-101134 | 811-723-6565 | 4995 NINE MILE RD, HENRICO, VA 23223 | NINE MILE RD AC | Fairfield | 2021/11/03 | General Permit | New Installation | Wall Mounted | 2000
SIG-2021-102638 | 815-718-5710 | 4501 S LABURNUM AVE, HENRICO, VA 23231 | S LABURNUM AVE CDA AC | Varina | 2021/11/19 | General Permit | New Installation | Wall Mounted | 16000
SIG-2021-102897 | 754-743-3959 | 1409 EASTRIDGE RD, HENRICO, VA 23229 | ES RIDGE RD AC | Tuckahoe | 2021/11/19 | General Permit | New Installation | Freestanding | 1200
SIG-2021-102970 | 775-737-9442 | 2031 MAYWILL ST, HENRICO, VA 23230 | MAYWILL ST AC | Brookland | 2021/11/29 | General Permit | New Installation | Wall Mounted | 6000
SIG-2021-103040 | 739-762-0100 | 11569 W BROAD ST, HENRICO, VA 23233 | W BROAD ST AC | Three Chopt | 2021/11/03 | General Permit | New Installation | Wall Mounted | 3000
SIG-2021-103083 | 746-773-2071 | 11321 NUCKOLS RD, GLEN ALLEN, VA 23059 | NUCKOLS RD AC | Three Chopt | 2021/11/03 | General Permit | Repair/Replacement | Wall Mounted | 1950
SIG-2021-103152 | 783-769-9024 | 9951 BROOK RD, GLEN ALLEN, VA 23059 | BROOK RD AC | Fairfield | 2021/11/04 | General Permit | New Installation | Freestanding | 9500
SIG-2021-103173 | 762-769-1984 | 10915 STAPLES MILL RD, GLEN ALLEN, VA 23060 | U S HWY # 33 AC | Brookland | 2021/11/12 | General Permit | New Installation | Freestanding | 2000
SIG-2021-103228 | 753-741-8161 | 8524 PATTERSON AVE, HENRICO, VA 23229 | BEVERLY HILLS SC D BL G FT | Tuckahoe | 2021/11/24 | General Permit | New Installation | Wall Mounted | 8948
SIG-2021-103242 | 733-756-8273 | 3001 LAUDERDALE DR, HENRICO, VA 23233-7800 | ES LAUDERDALE DR AC | Three Chopt | 2021/11/04 | General Permit | Repair/Replacement | Wall Mounted | 8000
SIG-2021-103394 | 746-773-8345 | 5304 WYNDHAM FOREST DR, GLEN ALLEN, VA 23059 | NUCKOLS RD AC | Three Chopt | 2021/11/03 | General Permit | New Installation | Wall Mounted | 4950
SIG-2021-103870 | 755-759-1029.009 | 3936 SPRINGFIELD RD, GLEN ALLEN, VA 23060 | SPRINGFIELD COMMONS CONDOS BL B UN | Three Chopt | 2021/11/04 | General Permit | New Installation | Wall Mounted | 1000
SIG-2021-103992 | 736-762-7338 | 11845 W BROAD ST, HENRICO, VA 23233 | W BROAD ST AC | Three Chopt | 2021/11/19 | General Permit | New Installation | Wall Mounted | 13852
SIG-2021-104052 | 761-731-9193 | 6239 RIVER RD, HENRICO, VA 23229 | RIVER RD AC | Tuckahoe | 2021/11/18 | General Permit | New Installation | Wall Mounted | 1430
SIG-2021-104292 | 770-738-7063 | 5700 FITZHUGH AVE, HENRICO, VA 23226 | LIBBIE AVENUE AC | Brookland | 2021/11/16 | General Permit | New Installation | Wall Mounted | 6150
SIG-2021-104308 | 750-767-6154 | 10950 NUCKOLS RD, GLEN ALLEN, VA 23060 | INNSBROOK NORTH SC C BL B AC | Three Chopt | 2021/11/08 | General Permit | New Installation | Wall Mounted | 3200
SIG-2021-104315 | 735-764-7376 | 201 TOWNE CENTER WEST BLVD, HENRICO, VA 23233-1196 | TOWNE CENTER WEST BLVD AC | Three Chopt | 2021/11/09 | General Permit | New Installation | Wall Mounted | 5625
SIG-2021-104358 | 731-765-7981 | 12254 W BROAD ST, HENRICO, VA 23233-7601 | W BROAD ST AC | Three Chopt | 2021/11/04 | General Permit | Alteration | Wall Mounted | 4000
SIG-2021-104381 | 811-724-0422 | 4810 NINE MILE RD, HENRICO, VA 23223 | N L NINE MILE RD AC | Fairfield | 2021/11/08 | General Permit | New Installation | Freestanding | 2400
SIG-2021-104393 | 774-740-5174 | 2363 ROUX ST, HENRICO, VA 23230 | BETHLEHEM & STAPLES AC | Brookland | 2021/11/08 | General Permit | New Installation | Wall Mounted | 2100
SIG-2021-104429 | 784-756-4368 | 8201 BROOK RD, HENRICO, VA 23227 | GARDEN CITY BL 3 LT | Fairfield | 2021/11/04 | General Permit | New Installation | Freestanding | 2400
SIG-2021-104432 | 816-712-4019 | 5300 S LABURNUM AVE, HENRICO, VA 23231 | N L EUBANK RD AC | Varina | 2021/11/04 | General Permit | New Installation | Wall Mounted | 3361
SIG-2021-104644 | 771-752-8623 | 8127 STAPLES MILL RD, HENRICO, VA 23228 | E S STAPLES MLL RD AC | Brookland | 2021/11/19 | General Permit | New Installation | Wall Mounted | 2400
SIG-2021-104751 | 784-768-2228 | 1080 VIRGINIA CENTER PKWY, GLEN ALLEN, VA 23059 | BROOK ROAD AC | Fairfield | 2021/11/12 | General Permit | Repair/Replacement | Wall Mounted | 1200
SIG-2021-104818 | 773-748-2469 | 4026 GLENSIDE DR, HENRICO, VA 23228 | WS STAPLES MILL RD AC | Brookland | 2021/11/15 | General Permit | New Installation | Wall Mounted | 12000
SIG-2021-104937 | 763-739-1375 | 7011 THREE CHOPT RD, HENRICO, VA 23226-3606 | VILLAGE THE LT | Tuckahoe | 2021/11/12 | General Permit | New Installation | Wall Mounted | 3000
SIG-2021-105030 | 746-772-4098 | 11271 NUCKOLS RD, GLEN ALLEN, VA 23059 | NUCKOLS RD AC | Three Chopt | 2021/11/17 | General Permit | New Installation | Wall Mounted | 5000
SIG-2021-105076 | 738-766-0565 | 12228 WOODSON HILLS CT, GLEN ALLEN, VA 23059-5718 | WOODSON HILLS AT BACOVA SC 1 BL LT | Three Chopt | 2021/11/18 | General Permit | New Installation | Freestanding | 5320
SIG-2021-105091 | 763-752-3194 | 8021 W BROAD ST, HENRICO, VA 23294 | SS BROAD STREET RD AC | Tuckahoe | 2021/11/10 | General Permit | New Installation | Wall Mounted | 3500
SIG-2021-105151 | 738-762-3715 | 11657 W BROAD ST, HENRICO, VA 23233-1004 | W BROAD ST AC | Three Chopt | 2021/11/23 | General Permit | New Installation | Wall Mounted | 4050
SIG-2021-105311 | 783-757-5816 | 1208 CONCORD AVE, HENRICO, VA 23228 | HUNGARY BROOK BL A LT | Fairfield | 2021/11/19 | General Permit | Repair/Replacement | Wall Mounted | 875
SIG-2021-105366 | 739-750-8644 | 10420 RIDGEFIELD PKWY, HENRICO, VA 23233 | RIDGEFIELD PKY AC | Tuckahoe | 2021/11/29 | General Permit | New Installation | Wall Mounted | 13500
SIG-2021-105404 | 735-764-4742 | 130 TOWNE CENTER WEST BLVD, HENRICO, VA 23233 | TOWNE CENTER WEST BLVD AC | Three Chopt | 2021/11/22 | General Permit | New Installation | Freestanding | 2800
SIG-2021-105431 | 739-761-6445 | 3380 PUMP RD, HENRICO, VA 23233 | PUMP RD AC | Three Chopt | 2021/11/19 | General Permit | Repair/Replacement | Freestanding | 2000
SIG-2021-105570 | 735-751-6513 | 2100 JOHN ROLFE PKWY, HENRICO, VA 23233-6983 | E OF RIDGEFIELD PWY AC | Tuckahoe | 2021/11/22 | General Permit | New Installation | Wall Mounted | 7820
SIG-2021-105886 | 761-755-2738 | 8406 W BROAD ST, HENRICO, VA 23294 | NS BROAD STREET RD AC | Brookland | 2021/11/29 | General Permit | Repair/Replacement | Wall Mounted | 21500
SIG-2021-106217 | 735-759-2130 | 3420 LAUDERDALE DR, HENRICO, VA 23233-7528 | PARK TERRACE DR AC | Three Chopt | 2021/11/24 | General Permit | Repair/Replacement | Wall Mounted | 1225
SIG-2021-106272 | 817-709-6124 | 2742 CHARLES CITY RD, HENRICO, VA 23231 | CHARLES CITY RD AC | Varina | 2021/11/23 | General Permit | New Installation | Wall Mounted | 1470
SIG-2021-106336 | 739-762-4639 | 11530 W BROAD ST, HENRICO, VA 23233 | BROAD ST ST RD AC | Three Chopt | 2021/11/24 | General Permit | Alteration | Wall Mounted | 1000
SIG-2021-106374 | 758-741-8230 | 1101 FOREST AVE, HENRICO, VA 23229 | FOREST HEIGHTS SC 1 BL 3 LT | Tuckahoe | 2021/11/23 | General Permit | New Installation | Freestanding | 6334