## LEGACY LMS
Permit Number | Gpin | Permit Address | Permit Issued Date | Permit Status | Use Type | Permit Type Desc | Permit Work Class Desc | General Permit Description | Estimated Valuation | Contractor Name | Contractor Address | Contractor City | Contractor State | Contractor Zip Code | Subcontractor Name | Subcontractor Address | Subcontractor City | Subcontractor State | Subcontractor Zip Code
ELE2021-00676 | 773-744-8111 | 5312 DICKENS RD | 2021-10-11 | Issued | Residential | Electrical Permit | Upgrade Service | Relocate existing service. Upgrade service to 400A. Wire new master bedroom, kitchen and new bedrooms. AMENDED 10/08/21 TO INSTALL NEW WIRING FOR NEW RECESSED CANS FOR FRONT PORCH. | 6900 | OWNER-MANUEL HVARCAS PABLO | - | - | - | - | RVA CONTRACTORS, LLC | PO BOX 4729 | MIDLOTHIAN | VA | 23112
ELE2021-01300 | 782-758-9466 | 1501 FAUVER AVE | 2021-10-28 | Issued | Commercial | Electrical Permit | New Service | outlets & lights**AMEND TO ADD SERVICE EQUIPMENT TO BE ADDED AND DOMINION INQUIRY NUMBER 10/26/21** | 2000 | - | - | - | - | - | AYOLA-QUIROZ | 1721 SKIPWITH RD | HENRICO | VA | 23229
ELE2021-02250 | 818-704-6789 | 2890 SEVEN HILLS BLVD | 2021-10-07 | Issued | Commercial | Electrical Permit | Tenant Upfit - Existing | new lighting & power associated with dock extension work & interior renovations | 50000 | M L BELL CONSTRUCTION LLC | 11008 RICHARDSON RD | ASHLAND | VA | 23005 | DAVIS & GREEN INC | 132 BRANDON RD | RICHMOND | VA | 23224
ELE2021-02844 | 818-713-6571 | 5200 LEWIS RD | 2021-10-13 | Finaled | Commercial | Electrical Permit | Other | Replace 112 federal pacific centers in townhomes-no alterations to service equipment or branch circuits will be required | 7816.67 | - | - | - | - | - | TRIBBLE ELECTRIC INC | 1575 MOUNTAIN RD | GLEN ALLEN | VA | 23060
ELE2021-02845 | 818-713-6571 | 5200 LEWIS RD | 2021-10-13 | Finaled | Commercial | Electrical Permit | Other | Replace 112 federal pacific centers in townhomes-no alterations to service equipment or branch circuits will be required | 7816.67 | - | - | - | - | - | TRIBBLE ELECTRIC INC | 1575 MOUNTAIN RD | GLEN ALLEN | VA | 23060
ELE2021-03150 | 818-707-7185 | 2880 CHARLES CITY RD | 2021-10-20 | Issued | Commercial | Electrical Permit | Other | INSTALL NEW SERVICE ENTRANCE RATES ATS-INSTALL NEW LUG BOX FOR USE WITH PORTABLE GENERATOR CONNECTION | 7800 | POWER PLUS | - | - | - | - | JPS ELECTRICAL SERVICES | 1700 CASTLETON RD | DARLINGTON | MD | 21034
ELE2021-03248 | 735-766-9893 | 12337 HAWKSGATE LANDING CT | 2021-10-13 | Issued | Residential | Electrical Permit | New Service | NEW HOME | 13419 | BOONE HOMES INC | 62 BROAD STREET RD | MANAKIN SABOT | VA | 23103 | COMMONWEALTH WIRING SOLUTIONS | 12733 OAK LAKE COURT | MIDLOTHIAN | VA | 23112
ELE2021-03250 | 739-763-1874 | 11736 W BROAD ST | 2021-10-14 | Finaled | Commercial | Electrical Permit | Other | Run power from existing parking lot pole to new road sign at entrance to strip mall and install transformer to power fixtures at sign**AMEND-10/13/2021-REMOVING TRANSFORMER FROM ORIGINAL SCOPE OF WORK-NOT NEEDED-EXISTING POLE LIGHTS CIRCUIT IS 277V-USING 277V LED FIXTURES** | 9858.67 | MCKEEVER COMPANY | 8505 BELL CREEK RD, STE F | MECHANICSVILLE | VA | 23116 | MCKEEVER COMPANY | 8505 BELL CREEK RD | MECHANICSVILLE | VA | 23116
ELE2021-03291 | 746-762-8251 | 4340 INNSLAKE DR | 2021-10-20 | Inspection | Commercial | Electrical Permit | New Service | provide/install 21 pole bases-4 bollard bases & ser 17 existing poles 4 new poles-4 bllards-extend existing circuits to new locations | 75000 | KBS INC | 8050 KIMWAY DR | HENRICO | VA | 23228 | BAGBY ELECTRIC CO OF VA INC | 11194 LEADBETTER RD | ASHLAND | VA | 23005
ELE2021-03315 | 753-758-7318 | 9623 W BROAD ST | 2021-10-07 | Inspection | Commercial | Electrical Permit | Tenant Upfit - Existing | ele renovation of commercial space to include new receptacles-lights-panel | 15000 | HALEY BUILDERS INC | 10102 WHITESEL RD | ASHLAND | VA | 23005 | THE ELECTRIC CO INC | 12402 WALDORF SQ | WALDORF | MD | 20601
ELE2021-03344 | 752-744-6336 | 1400 N PARHAM RD | 2021-10-04 | Inspection | Commercial | Electrical Permit | Pool/Spa Service | ELEC WORK FOR POOL | 3200 | DOMINION POOLS INC | 2221 STARFISH RD | VIRGINIA BEACH | VA | 23451 | S T QUALITY | 121 GARDEN PARK DR | ANDERSON | SC | 29621
ELE2021-03360 | 740-752-9011 | 2324 PUMP RD | 2021-10-06 | Issued | Commercial | Electrical Permit | New Service | INSTALL 200 A 120/240 V 1/0 TEMP SERVICE ON POST | 3800 | CENTURY CONSTRUCTION CO INC | 7416 FOREST HILL AVE | RICHMOND | VA | 23225 | TOLLEY ELECTRICAL CORP | 10981 RICHARDSON RD | ASHLAND | VA | 23005
ELE2021-03366 | 793-738-5436 | 405 E LABURNUM AVE | 2021-10-08 | Issued | Commercial | Electrical Permit | Tenant Upfit - Existing | rerun eisting circuits from existing 200 amp main log panel to feed new offices-provide new LED fixtures and receptacles per plans | 13000 | US2BG CONTRACTING LLC | 8100 HUNGARY RD | HENRICO | VA | 23060 | EFFICIENT ELECTRICAL SOLUTIONS LLC | 10119 HILLTOP FARMS DR | CHESTER | VA | 23831
ELE2021-03389 | 761-731-7854 | 5015 HUGUENOT RD | 2021-10-19 | Issued | Commercial | Electrical Permit | Other | install electrical wiring as per drawings with bld | 39980 | RGI GENERAL CONTRACTORS | 5544 GREENWICH RD | VIRGINIA BEACH | VA | 23462 | BECKSTOFFER-WELSH INC | 2020 SLEDD ST | RICHMOND | VA | 23220
ELE2021-03424 | 765-756-8270 | 5541 OLDE WEST CT | 2021-10-01 | Issued | Commercial | Electrical Permit | New Service | ELEC WIRING FOR COMMUNITY CLUBHOUSE PER DRAWINGS | 50450 | M L BELL CONSTRUCTION LLC | 11008 RICHARDSON RD | ASHLAND | VA | 23005 | TRIBBLE ELECTRIC INC | 1575 MOUNTAIN RD | GLEN ALLEN | VA | 23060
ELE2021-03425 | 755-750-1245 | 2107 DRESDEN RD | 2021-10-01 | Finaled | Residential | Electrical Permit | Addition of Service | doing a trim out of a bedroom and bathroom roughed in by another electrical contractor to include tamper proof outlets, flush mount light fixtures and switches | 500 | REFRESH REMODELING | 10136 HULL STREET RD | MIDLOTHIAN | VA | 23112 | J&J BUILDERS | 3615 RUSK AVE | RICHMOND | VA | 23234
ELE2021-03426 | 749-751-5972 | 2021 ROCKSTONE PL | 2021-10-01 | Inspection | Residential | Electrical Permit | Addition of Service | trim out of a bedroom and bathroom that was rough in by another electrical contractor to include tamper proof outlets, flush mount light fixtures and switches | 500 | REFRESH REMODELING | 10136 HULL STREET RD | MIDLOTHIAN | VA | 23112 | J&J BUILDERS | 3615 RUSK AVE | RICHMOND | VA | 23234
ELE2021-03427 | 786-762-1444 | 901 AYERS WAY | 2021-10-01 | Inspection | Residential | Electrical Permit | Addition of Service | To wire new bedroom and bathroom added on to existing house. It will include ceiling fan, smoke detector, arc fault breakers and a GFCI outlet. | 500 | REFRESH REMODELING | 10136 HULL STREET RD | MIDLOTHIAN | VA | 23112 | J&J BUILDERS | 3615 RUSK AVE | RICHMOND | VA | 23234
ELE2021-03428 | 738-776-0497 | 12200 COUNTRY HILLS TER | 2021-10-04 | Issued | Residential | Electrical Permit | Other | NEW BATROOM ADDITION-ADDING NEW LIGHTS & OUTLETS | 1200 | LEO LANTZ CONSTRUCTION INC | 11662 GREENWOOD RD | GLEN ALLEN | VA | 23059 | SEVEN HILLS ELECTRIC | 1043 GREENWOOD RD | CROTET | VA | 22932
ELE2021-03429 | 831-714-1765 | 11 HANOVER AVE | 2021-10-04 | Issued | Residential | Electrical Permit | New Service | WIRE NEW SINGLE FAMILY DWELLING | 5500 | LIBERTY HOMES VA INC-2705170573 A | 8249 CROWN COLONY PKWY | MECHANICSVILLE | VA | 23116 | TAYLOR & BARR ELEC CONT | 804 E NINE MILE RD | HENRICO | VA | 23075
ELE2021-03430 | 859-702-7229 | 5109 TAZ CT | 2021-10-04 | Issued | Residential | Electrical Permit | New Service | WIRE NEW SINGLE FAMILY DWELLING | 6000 | LIBERTY HOMES VA INC-2705170573 A | 8249 CROWN COLONY PKWY | MECHANICSVILLE | VA | 23116 | TAYLOR & BARR ELEC CONT | 804 E NINE MILE RD | HENRICO | VA | 23075
ELE2021-03431 | 859-702-2395 | 5121 SCANDIA RD | 2021-10-04 | Issued | Residential | Electrical Permit | New Service | WIRE NEW SINGLE FAMILY DWELLING | 6500 | LIBERTY HOMES VA INC-2705170573 A | 8249 CROWN COLONY PKWY | MECHANICSVILLE | VA | 23116 | TAYLOR & BARR ELEC CONT | 804 E NINE MILE RD | HENRICO | VA | 23075
ELE2021-03432 | 753-741-6052 | 8550 PATTERSON AVE | 2021-10-08 | Issued | Commercial | Electrical Permit | Tenant Upfit - Existing | replace 2X2 lights with LED 1 for 1-install under carpet wiring to be replace overhead power drops-no new circuits | 4750 | THE TERRA GROUP LLC | 4103 SULGRAVE RD | RICHMOND | VA | 23221 | US ELECTRIC | 6914 STAPLES MILLS RD | RICHMOND | VA | 23228
ELE2021-03433 | 750-764-0695 | 4480 COX RD | 2021-10-21 | Issued | Commercial | Electrical Permit | Tenant Upfit - Existing | INSTALL NEW LIGHTING & POWER PER PLAN | 10125 | RIVERSTONE INC | 812 MOOREFIELD PARK DR | RICHMOND | VA | 23236 | L W STONE ELECTRIC SERVICES LLC | 11800 LEWIS RD | CHESTER | VA | 23831
ELE2021-03435 | 810-732-1805 | 3912 ROSEMALLOW PL | 2021-10-04 | Issued | Residential | Electrical Permit | New Service | wire new home | 3000 | RYAN HOMES | 7501 BOULDERS VIEW DRIVE | RICHMOND | VA | 23225 | R K NEWMAN | PO BOX 74882 | RICHMOND | VA | 23236
ELE2021-03436 | 810-731-4193 | 3917 ROSEMALLOW PL | 2021-10-04 | Issued | Residential | Electrical Permit | New Service | wire new home | 3000 | RYAN HOMES | 7501 BOULDERS VIEW DRIVE | RICHMOND | VA | 23225 | R K NEWMAN | PO BOX 74882 | RICHMOND | VA | 23236
ELE2021-03437 | 845-689-1340 | 9204 GREAT OAKS DR | 2021-10-04 | Issued | Residential | Electrical Permit | New Service | NEW DWELLING | 10100 | MAIN STREET HOMES | PO BOX 461 | MIDLOTHIAN | VA | 23113 | P & M ELECTRICAL | P O BOX 1806 | MIDLOTHIAN | VA | 23113
ELE2021-03438 | 765-739-9427 | 1009 CHRISTIE RD | 2021-10-04 | Inspection | Residential | Electrical Permit | Other | rewire kitchen and family room during renovation | 6000 | E F YATES CONSTRUCTION | 209 ARCADIA ST | RICHMOND | VA | 23225 | DEMENT ENERGY SERVICES | 8703 GREENFORD DR | HENRICO | VA | 23294
ELE2021-03439 | 811-700-6511 | 6817 CORNELIUS CT | 2021-10-05 | Issued | Residential | Electrical Permit | New Service | wire house to code | 6000 | EASTWOOD HOMES OF RICHMOND LLC | 10800 MIDLOTHIAN TURNPIKE | RICHMOND | VA | 23235 | S & S ELECTRICAL SERVICES INC | 13320 HENSLEY RD | MIDLOTHIAN | VA | 23112
ELE2021-03440 | 811-700-6076 | 6800 HOMINY CT | 2021-10-05 | Issued | Residential | Electrical Permit | New Service | wire house to code | 6000 | EASTWOOD HOMES OF RICHMOND LLC | 10800 MIDLOTHIAN TURNPIKE | RICHMOND | VA | 23235 | S & S ELECTRIC CONTRACTOR INC | 12121 HALIFAX RD | PETERSBURG | VA | 23805
ELE2021-03441 | 811-700-7460 | 6801 HOMINY CT | 2021-10-05 | Issued | Residential | Electrical Permit | New Service | wire house to code | 6000 | EASTWOOD HOMES OF RICHMOND LLC | 10800 MIDLOTHIAN TURNPIKE | RICHMOND | VA | 23235 | S & S ELECTRICAL SERVICES INC | 13320 HENSLEY RD | MIDLOTHIAN | VA | 23112
ELE2021-03442 | 781-774-4121 | 6048 RIVERMERE LN | 2021-10-05 | Issued | Residential | Electrical Permit | New Service | wire house to code | 6000 | LIFESTYLE HOME BUILDERS | 4561 LIFESTYLE LANE | MIDLOTHIAN | VA | 23112 | S & S ELECTRICAL SERVICES INC | 13320 HENSLEY RD | MIDLOTHIAN | VA | 23112
ELE2021-03443 | 770-750-3086 | 4200 BETH RD | 2021-10-07 | Finaled | Commercial | Electrical Permit | Other | renovaion of existing apt units | 72000 | RUSCILLI CONSTRUCTION CO INC | 5815 WALL ST | DUBLIN | OH | 43017 | ROMANOFF ELECTRIC RESIDENTIAL | 5639 BROOKSHIRE BLVD | CHARLOTTE | NC | 28216
ELE2021-03444 | 746-752-4340 | 9900 RIDGEFIELD PKWY | 2021-10-26 | Issued | Commercial | Electrical Permit | Other | wire restroom bld and weight room to code | 23000 | - | - | - | - | - | S & S ELECTRICAL SERVICES INC | 13320 HENSLEY RD | MIDLOTHIAN | VA | 23112
ELE2021-03445 | 777-749-6975 | 2619 LINCOLN AVE | 2021-10-05 | Issued | Residential | Electrical Permit | Other | remodel addition-install new lights-receptacles-install new circuits for hvac | 5000 | BALDUCCI BUILDERS | 10173 CHAMBERLAYNE RD | MECHANICSVILLE | VA | 23116 | SMARTWIRE 360 LLC | 10173 CHAMBERLAYNE RD | MECHANICSVILLE | VA | 23116
ELE2021-03446 | 751-769-4739 | 4991 LAKE BROOK DR | 2021-10-07 | Inspection | Commercial | Electrical Permit | Tenant Upfit - Existing | PLENUM CABLE-SEURITY SYSTEM-DOOR CONTACTS-MOTIN DETECTORS-KEYPADS-1 CONTROL PANEL-2 SUB PANELS | 12000 | L F JENNINGS INC | 7130 GLEN FOREST DR | RICHMOND | VA | 23226 | SONITROL OF GREATER RICHMOND | 2540 GASKINS RD | RICHMOND | VA | 23238
ELE2021-03447 | 763-766-8022 | 6110 TOPPING LN | 2021-10-05 | Issued | Residential | Electrical Permit | Addition of Service | Wire ceiling fan, receptacle & light on screen porch | 1000 | BNW BUILDERS LLC | 8601 STAPLES MILL RD | RICHMOND | VA | 23228 | WYLD & COMPANY LLC | P.O. BOX 28218 | HENRICO | VA | 23228
ELE2021-03448 | 763-766-2836 | 5109 HAWKS BEAK CT | 2021-10-05 | Issued | Residential | Electrical Permit | Addition of Service | Wire covered porch with ceiling fan, receptacle & light | 1000 | BNW BUILDERS LLC | 8601 STAPLES MILL RD | RICHMOND | VA | 23228 | WYLD & COMPANY LLC | P.O. BOX 28218 | HENRICO | VA | 23228
ELE2021-03449 | 800-726-0425 | 2417 21ST ST | 2021-10-07 | Inspection | Commercial | Electrical Permit | Other | WIRE TO EXISTING SPECS | 3500 | BOOTHE ENTERPRISES LLC | 3303 GAULDING LANE | RICHMOND | VA | 23223 | CHILSON'S ELECTRIC SERVICE LLS | 8227 TURNER FOREST RD | RICHMOND | VA | 23231
ELE2021-03450 | 796-740-2482 | 600 E LABURNUM AVE | 2021-10-07 | Finaled | Commercial | Electrical Permit | Other | 200 AMP NEW SERVICE INSTALL | 3500 | MASTEC NETWORK SOLUTIONS INC | 1825 PONCE DE LEON BLVD | CORAL GABLES | FL | 33134 | ATI | 47742 BLOCKHOUSE POINT PLACE | STERLING | VA | 20165
ELE2021-03451 | 770-763-8340 | 2804 PURCELL CT | 2021-10-05 | Issued | Residential | Electrical Permit | New Service | new dwelling | 9000 | ABSOLUTE STONE DESIGN LLC | 11200 WASHINGTON HWY | GLEN ALLEN | VA | 23059 | S & S ELECTRIC CONTRACTOR INC | 12121 HALIFAX RD | PETERSBURG | VA | 23805
ELE2021-03452 | 793-740-0258 | 411 GRAYSON AVE | 2021-10-06 | Issued | Residential | Electrical Permit | New Service | Wiring & fixtures for new SFR | 6000 | ABLE & DONE RIGHT INC | 8600 QUIOCCASIN RD | HENRICO | VA | 23229 | JRJ BUILDING CONTRACTORS INC | 5219 GRAYMASS RD | RICHMOND | VA | 23234
ELE2021-03453 | 811-700-5270 | 6804 HOMINY CT | 2021-10-06 | Issued | Residential | Electrical Permit | New Service | wire house to code | 6000 | EASTWOOD HOMES OF RICHMOND LLC | 10800 MIDLOTHIAN TURNPIKE | RICHMOND | VA | 23235 | S & S ELECTRICAL SERVICES INC | 13320 HENSLEY RD | MIDLOTHIAN | VA | 23112
ELE2021-03454 | 744-743-2794 | 10301 COLLINWOOD DR | 2021-10-06 | Finaled | Residential | Electrical Permit | Other | INSTALL CIRCUIT AND RECEPTACLE=METHOD OF WIRE 0S NMB | 250 | JES CONSTRUCTION | 2410 SOUTHLAND DR | CHESTER | VA | 23831 | LEGACY ELECTRICAL LLC | 1533 SWIFTWOOD DR | POWHATAN | VA | 23139
ELE2021-03455 | 764-752-4572 | 8006 W BROAD ST | 2021-10-07 | Finaled | Commercial | Electrical Permit | Tenant Upfit - Existing | INSTALL 10 LIGHTS-3 RECEPTACLES-4 DOOR HEATERS IN FREEZERS-POWER SUPPLIED TO TOP OF FREEZERS BY OTHERS | 1500 | J&K PROJECT MANAGEMENT CONSULTANTS | 350 MCDONNELL ST | LEWISVILLE | TX | 75057 | PROFESSIONAL HEATING | PO BOX 10187 | NORFOLK | VA | 23513
ELE2021-03456 | 774-740-0801.001 | 2101 LIBBIE LAKE EAST ST | 2021-10-07 | Issued | Commercial | Electrical Permit | Tenant Upfit - Existing | LOW VOLTAGE CABLING | 9000 | URBANCORE CONSTRUCTION LLC | 409 E MAIN ST | RICHMOND | VA | 23219 | SEACOM INC | 2314 COMMERCE CENTER DR | ROCKVILLE | VA | 23146
ELE2021-03457 | 736-762-7338 | 11845 W BROAD ST | 2021-10-07 | Inspection | Commercial | Electrical Permit | Tenant Upfit - Existing | NEW LIGHTS & OUTLETS-HOOK UP ALL EQUIPMENT | 20000 | CONSTRUCTION PARTNERS | 3101 BROWNS MILL RD STE 6 #119 | JOHNSTON CITY | TN | 37604 | SFM SERVICES | 8045 MEADOWLAND DR | LOCUST GROVE | VA | 22508
ELE2021-03458 | 742-734-7590 | 319 CHESWICK LN | 2021-10-18 | Inspection | Residential | Electrical Permit | Other | WIRE DETACHED POOL HOUSE-WIRE NEW REAR PORCH | 8000 | KRICKOVIC & ZIEGLER | 9502 CHAMBERLAYNE RD SUITE 4 | MECHANCSVILLE | VA | 23116 | COX ELECTRIC | 13346 FARRINGTON RD | ASHLAND | VA | 23005
ELE2021-03459 | 753-745-0401 | 8700 QUIOCCASIN RD | 2021-10-14 | Issued | Commercial | Electrical Permit | New Service | INSTALL EXTERIOR LIGHTING | 10000 | BALFOUR BEATTY CONSTRUCTION, LLC | 3100 MCKINNON STREET | DALLAS | TX | 75201 | HAWKINS ELECTRICAL CONTRACTOR INC | PO BOX 3930 | CHESTER | VA | 23831
ELE2021-03460 | 737-751-0067 | 2238 JOHN ROLFE PKWY Unit: 11 | 2021-10-07 | Issued | Commercial | Electrical Permit | Tenant Upfit - Existing | existing tenant space to be converted to eggs up grill--lighting-data/lv cabling-gen use receptacles-kitchen equip receptacles-elec service & RTU's to remain existing | 42500 | B & L CONSTRUCTION INC | 390 BROSVILLE INDUSTRIAL RD | DANVILLE | VA | 24541 | INTEGRITY CONTRACTING & RENOVATIONS | 14152 COLFIELD LANE | DOSWELL | VA | 23047
ELE2021-03461 | 747-737-1545 | 300 GRANDE CT | 2021-10-07 | Finaled | Residential | Electrical Permit | Addition of Service | Wiring & fixtures for new porch | 1600 | J B CONTRACTING INC (DECKTECH) | 17801 HULL STREET RD | MOSELEY | VA | 23120 | J L DULL ELECTRIC INC | 1606 TREEWOOD LN | RICHMOND | VA | 23225
ELE2021-03462 | 803-738-5883 | 2209 DRUMMOND DR | 2021-10-07 | Issued | Residential | Electrical Permit | New Service | WIRE NEW HOME | 5000 | D S FLIP LLC | 121 N LINDEN AVE | HENRICO | VA | 23075 | - | - | - | - | -
ELE2021-03463 | 803-738-4883 | 2207 DRUMMOND DR | 2021-10-07 | Issued | Residential | Electrical Permit | New Service | new work | 5000 | - | - | - | - | - | - | - | - | - | -
ELE2021-03464 | 803-738-6985 | 2211 DRUMMOND DR | 2021-10-07 | Issued | Residential | Electrical Permit | New Service | new work | 5000 | - | - | - | - | - | - | - | - | - | -
ELE2021-03465 | 825-691-2070 | 6971 BOLELYN DR | 2021-10-08 | Issued | Residential | Electrical Permit | Addition of Service | wire detached garage to code | 450 | - | - | - | - | - | J&J BUILDERS | 3615 RUSK AVE | RICHMOND | VA | 23234
ELE2021-03466 | 737-766-7882 | 4509 BACOVA CLUB CT | 2021-10-08 | Issued | Residential | Electrical Permit | New Service | Wire new single family dwelling | 6500 | BRADFORD HOMES INC | PO BOX 3943 | RICHMOND | VA | 23235 | BLS ELECTRICAL LLC | 6509 LAKE VISTA DR | MECHANICSVILLE | VA | 23111
ELE2021-03468 | 734-761-0755 | 3808 IVYGLEN DR | 2021-10-11 | Issued | Residential | Electrical Permit | Addition of Service | Installing new wiring for 1 ceiling fan and 1 receptacle for new screened porch. AMENDED 10/08/21 To add 1 switch, 1 branch circuit & 14/2 Romex. Was told Estimated Cost will not increase. | 800 | TEKTON CONTRACTING | 14401 DEEDLE CREEK | MONTPELIER | VA | 23192 | RMS SERVICES LLC | 651 JOHNSTON WILLIS DR | RICHMOND | VA | 23236
ELE2021-03469 | 766-777-2577 | 3300 WOOD BROOK LN | 2021-10-12 | Finaled | Residential | Electrical Permit | Other | Install electrical wiring in new garage | 4000 | HANOVER CUSTOM BUILDERS INC | 9250 HUNT CLUB LANE | MECHANICSVILLE | VA | 23111 | BOONE CONTRACTING LLC | 2211 DICKENS RD SUITE 265 | HENRICO | VA | 23230
ELE2021-03470 | 831-689-5380 | 4151 DARBYTOWN RD | 2021-10-12 | Issued | Commercial | Electrical Permit | New Service | WIRE NEW DOLLAR GENERAL STORE | 81000 | RHETSON COMPANIES INC | 2075 JUNIPER LAKE RD | WEST END | NC | 27376 | MOSELEY ELECTRIC | 426 E 12TH STREET | ROANOKE RAPIDS | NC | 27870
ELE2021-03471 | 790-738-9284 | 3909 W CHATHAM DR | 2021-10-13 | Inspection | Residential | Electrical Permit | New Service | Wire new detached garage w/ car lift | 2400 | SANDLER - OWNER | 3909 W CHATHAM DR | HENRICO | VA | 23222 | SANDLER - OWNER | 3909 W CHATHAM DR | HENRICO | VA | 23222
ELE2021-03472 | 736-752-8691 | 2400 LITTLE LEAGUE DR | 2021-10-12 | Inspection | Commercial | Electrical Permit | Other | 200 AMP NEW SERVICE INSTALLATION | 3500 | MASTEC NETWORK SOLUTIONS INC | 1825 PONCE DE LEON BLVD | CORAL GABLES | FL | 33134 | ATI | 47742 BLOCKHOUSE POINT PLACE | STERLING | VA | 20165
ELE2021-03473 | 797-741-6372 | 4300 CAROLINA AVE | 2021-10-12 | Inspection | Commercial | Electrical Permit | Tenant Upfit - Existing | RELOCATE METER BASE ON EXISTING | 600 | DALLAN CONSTRUCTION INC | 4900 FITZHUGH AVE | RICHMOND | VA | 23230 | HARRIS ELECTRIC CO OF VA INC | 4910 W CLAY ST | RICHMOND | VA | 23230
ELE2021-03474 | 749-735-9561 | 100 WOODHALL DR | 2021-10-12 | Finaled | Residential | Electrical Permit | Addition of Service | WIRE/INSTALL CEILING FAN, SWITCH AND 2 OUTLETS | 600 | SMALLWOOD RENOVATIONS LLC | 17387 ECHO MEADOWS RD | ROCKVILLE | VA | 23146 | NUCKOLS ELECTRIC | 210 S ELM ST | HENRICO | VA | 23075
ELE2021-03475 | 801-703-1153 | 1125 NEW MARKET RD | 2021-10-13 | Finaled | Commercial | Electrical Permit | Other | COMPLETE WIRING OF FUEL EQUIPMENT-GET PACKING INSPECTION & FINAL-STRT UP EQUIPMENT-PREVIOUS WORK DONE BY OTHERS (PIEDMONT) | 17500 | MID ATLANTIC CONSTRUCTION GROUP | 505 LENDALL LANE | FREDERICKSBURG | VA | 22405 | CAPITAL ELECTRIC CO LLC | 3144 BLACK CREEK DR | MECHANICSVILLE | VA | 23111
ELE2021-03476 | 750-760-8220 | 10184 W BROAD ST | 2021-10-12 | Inspection | Commercial | Electrical Permit | Tenant Upfit - Existing | ELEC WIRING OF UL CLASS 710 20'X48"X24" MODEL-EO FPSP-KITCHEN HOOD | 3000 | GENESIS SERVICES CORP | 2211 E PARHAM RD | RICHMOND | VA | 23228 | HANDAL ELECTRIC | 6436 PHOEBUS DR | CHESTERFIELD | VA | 23234
ELE2021-03477 | 785-760-2751 | 9227 MAGELLAN PKWY Unit: B | 2021-10-21 | Issued | Commercial | Electrical Permit | New Service | Install electrical and low voltage wiring for new construction. Add TV, phone, and security. | 4500 | - | - | - | - | - | FRANKLIN ELECTRIC COMPANY INC | 111 JULIAD CT | FREDERICKSBURG | VA | 22406
ELE2021-03478 | 785-760-2751 | 9229 MAGELLAN PKWY Unit: A | 2021-10-21 | Issued | Commercial | Electrical Permit | New Service | Install electrical and low voltage wiring for new construction. Add TV, phone, and security. | 4500 | - | - | - | - | - | FRANKLIN ELECTRIC COMPANY INC | 111 JULIAD CT | FREDERICKSBURG | VA | 22406
ELE2021-03479 | 785-760-2751 | 9229 MAGELLAN PKWY Unit: B | 2021-10-21 | Issued | Commercial | Electrical Permit | New Service | Install electrical and low voltage wiring for new construction. Add TV, phone, and security. | 4500 | - | - | - | - | - | FRANKLIN ELECTRIC COMPANY INC | 111 JULIAD CT | FREDERICKSBURG | VA | 22406
ELE2021-03480 | 785-760-2751 | 9231 MAGELLAN PKWY Unit: A | 2021-10-21 | Issued | Commercial | Electrical Permit | New Service | Install electrical and low voltage wiring for new construction. Add TV, phone, and security. | 4500 | - | - | - | - | - | FRANKLIN ELECTRIC COMPANY INC | 111 JULIAD CT | FREDERICKSBURG | VA | 22406
ELE2021-03481 | 785-760-2751 | 9231 MAGELLAN PKWY Unit: B | 2021-10-21 | Issued | Commercial | Electrical Permit | New Service | Install electrical and low voltage wiring for new construction. Add TV, phone, and security. | 4500 | - | - | - | - | - | FRANKLIN ELECTRIC COMPANY INC | 111 JULIAD CT | FREDERICKSBURG | VA | 22406
ELE2021-03482 | 785-760-2751 | 9233 MAGELLAN PKWY Unit: A | 2021-10-21 | Issued | Commercial | Electrical Permit | New Service | Install electrical and low voltage wiring for new construction. Add TV, phone, and security. | 4500 | - | - | - | - | - | FRANKLIN ELECTRIC COMPANY INC | 111 JULIAD CT | FREDERICKSBURG | VA | 22406
ELE2021-03483 | 785-760-2751 | 9235 MAGELLAN PKWY Unit: A | 2021-10-14 | Issued | Commercial | Electrical Permit | Addition of Service | SPRINKLER ROOM WIRING | 4500 | - | - | - | - | - | FRANKLIN ELECTRIC COMPANY INC | 111 JULIAD CT | FREDERICKSBURG | VA | 22406
ELE2021-03484 | 785-760-2751 | 9233 MAGELLAN PKWY Unit: B | 2021-10-21 | Issued | Commercial | Electrical Permit | New Service | Install electrical and low voltage wiring for new construction. Add TV, phone, and security. | 4500 | - | - | - | - | - | FRANKLIN ELECTRIC COMPANY INC | 111 JULIAD CT | FREDERICKSBURG | VA | 22406
ELE2021-03485 | 743-734-0345 | 411 KILMARNOCK DR | 2021-10-12 | Issued | Residential | Electrical Permit | Addition of Service | Wire renovation | 20955 | LANCASTER CUSTOM BUILDER | P.O. BOX 18372 | RICHMOND | VA | 23226 | DAVIS & GREEN INC | P O BOX 35418 | RICHMOND | VA | 23235
ELE2021-03486 | 785-760-2751 | 9235 MAGELLAN PKWY Unit: A | 2021-10-21 | Issued | Commercial | Electrical Permit | New Service | Install electrical and low voltage wiring for new construction. Add TV, phone, and security | 4500 | - | - | - | - | - | FRANKLIN ELECTRIC COMPANY INC | 111 JULIAD CT | FREDERICKSBURG | VA | 22406
ELE2021-03487 | 785-760-2751 | 9235 MAGELLAN PKWY Unit: B | 2021-10-21 | Issued | Commercial | Electrical Permit | New Service | Install electrical and low voltage wiring for new construction. Add TV, phone, and security | 4500 | - | - | - | - | - | FRANKLIN ELECTRIC COMPANY INC | 111 JULIAD CT | FREDERICKSBURG | VA | 22406
ELE2021-03488 | 785-760-2751 | 9221 MAGELLAN PKWY Unit: A | 2021-10-14 | Issued | Commercial | Electrical Permit | New Service | INSTALL ELECTRICAL AND LOW VOLTAGE WIRING FOR NEW CONSTRUCTION. ADD TV, PHONE AND SECURITY | 4500 | - | - | - | - | - | FRANKLIN ELECTRIC COMPANY INC | 111 JULIAD CT | FREDERICKSBURG | VA | 22406
ELE2021-03489 | 785-760-2751 | 9221 MAGELLAN PKWY Unit: B | 2021-10-14 | Issued | Commercial | Electrical Permit | New Service | INSTALL ELECTRICAL AND LOW VOLTAGE WIRING FOR NEW CONSTRUCTION | 4500 | - | - | - | - | - | FRANKLIN ELECTRIC COMPANY INC | 111 JULIAD CT | FREDERICKSBURG | VA | 22406
ELE2021-03490 | 785-760-2751 | 9223 MAGELLAN PKWY Unit: A | 2021-10-14 | Issued | Commercial | Electrical Permit | New Service | INSTALL ELECTRICAL AND LOW VOLTAGE WIRING FOR NEW CONSTRUCTION. ADD TV, PHONE AND SECURITY | 4500 | - | - | - | - | - | FRANKLIN ELECTRIC COMPANY INC | 111 JULIAD CT | FREDERICKSBURG | VA | 22406
ELE2021-03492 | 790-763-9697 | 165 CARRIAGE POINT LN | 2021-10-12 | Finaled | Residential | Electrical Permit | Other | wire new porch for a ceiling fan-pedestrian light-a receptacle on the outside of the porch | 1020 | MAP CONSTRUCTION | 14106 ALDENGATE RD | MIDLOTHIAN | VA | 23114 | RPM ELECTRIC | 349 WALLINGHAM DRIVE | MIDLOTHIAN | VA | 23114
ELE2021-03493 | 767-765-2750 | 10303 LEANDER CT | 2021-10-12 | Issued | Residential | Electrical Permit | Addition of Service | running power to a work shed in backyard. installing 100amp subpanel. installing outlets | 1000 | - | - | - | - | - | - | - | - | - | -
ELE2021-03494 | 764-763-0107 | 3427 MERKNER DR | 2021-10-12 | Issued | Residential | Electrical Permit | Other | WIRE RESIDENTIAL ADDITION | 2500 | RUSSELL G DAVIS GENERAL CONTRACTOR | P.O. BOX 1945 | MECHANICSVILLE | VA | 23116 | FANNING ELECTRICAL | 6207 LAKESIDE AVE | HENRICO | VA | 23228
ELE2021-03495 | 737-769-4304 | 4728 LEAKES MILL DR | 2021-10-12 | Issued | Residential | Electrical Permit | New Service | NEW DWELLING | 9500 | THE KITTRELL COMPANY | 6327 MALLORY DR | RICHMOND | VA | 23226 | LIBERTY ELECTRICAL CO, INC | PO BOX 6203 | RICHMOND | VA | 23230
ELE2021-03496 | 761-738-6669 | 619 HORSEPEN RD | 2021-10-12 | Issued | Residential | Electrical Permit | New Service | NEW DWELLING | 19555 | CLAY STREET BUILDERS LLC | 2150 CARTER GALLIER BLVD | POWHATAN | VA | 23139 | HUMPHREY ELECTRIC CO INC | 724 GROVE RD | MIDLOTHIAN | VA | 23114
ELE2021-03497 | 816-725-9173 | 34 TAFT ST | 2021-10-12 | Issued | Residential | Electrical Permit | New Service | NEW DWELLING | 5000 | LIBERTY HOMES VA INC-2705170573 A | 8249 CROWN COLONY PKWY | MECHANICSVILLE | VA | 23116 | TAYLOR & BARR ELEC CONT | 804 E NINE MILE RD | HENRICO | VA | 23075
ELE2021-03498 | 830-724-7086 | 671 N AIRPORT DR | 2021-10-12 | Issued | Residential | Electrical Permit | New Service | NEW DWELLING | 6000 | LIBERTY HOMES VA INC-2705170573 A | 8249 CROWN COLONY PKWY | MECHANICSVILLE | VA | 23116 | TAYLOR & BARR ELEC CONT | 804 E NINE MILE RD | HENRICO | VA | 23075
ELE2021-03499 | 816-684-3145 | 8350 STRATH RD | 2021-10-12 | Issued | Residential | Electrical Permit | New Service | new dwelling | 7000 | LIBERTY HOMES VA INC-2705170573 A | 8249 CROWN COLONY PKWY | MECHANICSVILLE | VA | 23116 | TAYLOR & BARR ELEC CONT | 804 E NINE MILE RD | HENRICO | VA | 23075
ELE2021-03500 | 830-699-7521 | 4097 CHARLES CITY RD | 2021-10-12 | Issued | Residential | Electrical Permit | New Service | NEW DWELLING | 5000 | LIBERTY HOMES VA INC-2705170573 A | 8249 CROWN COLONY PKWY | MECHANICSVILLE | VA | 23116 | TAYLOR & BARR ELEC CONT | 804 E NINE MILE RD | HENRICO | VA | 23075
ELE2021-03501 | 785-760-2751 | 9223 MAGELLAN PKWY Unit: B | 2021-10-14 | Issued | Commercial | Electrical Permit | New Service | Install electrical and low voltage wiring for new construction, add TV phone and security. | 4500 | STANLEY MARTIN HOMES LLC | DBA SM RICHMOND LLC | RESTON | VA | 20190 | FRANKLIN ELECTRIC COMPANY INC | 111 JULIAD CT | FREDERICKSBURG | VA | 22406
ELE2021-03502 | 785-760-2751 | 9225 MAGELLAN PKWY Unit: A | 2021-10-14 | Issued | Commercial | Electrical Permit | New Service | Install electrical and low voltage wiring for new construction, add TV phone and security. | 4500 | STANLEY MARTIN HOMES LLC | DBA SM RICHMOND LLC | RESTON | VA | 20190 | FRANKLIN ELECTRIC COMPANY INC | 111 JULIAD CT | FREDERICKSBURG | VA | 22406
ELE2021-03503 | 785-760-2751 | 9225 MAGELLAN PKWY Unit: B | 2021-10-14 | Issued | Commercial | Electrical Permit | New Service | Install electrical and low voltage wiring for new construction, add TV phone and security. | 4500 | - | - | - | - | - | - | - | - | - | -
ELE2021-03504 | 785-760-2751 | 9227 MAGELLAN PKWY Unit: A | 2021-10-14 | Issued | Commercial | Electrical Permit | New Service | Install electrical and low voltage wiring for new construction, add TV phone and security. | 4500 | STANLEY MARTIN HOMES LLC | DBA SM RICHMOND LLC | RESTON | VA | 20190 | FRANKLIN ELECTRIC COMPANY INC | 111 JULIAD CT | FREDERICKSBURG | VA | 22406
ELE2021-03505 | 813-725-8764 | 5174 NINE MILE RD | 2021-10-17 | Inspection | Commercial | Electrical Permit | Tenant Upfit - Existing | INSTALL LIGHT FIXTURE-RECEPTACLES-POWER POLES-WIRE RTU'S-NEW 300 AMP SERVICES-3 PANELS-1 75 KVA TRANSFORMER | 8000 | SUMMIT GENERAL CONTRACTORS | 605 RELIABILITY CIR | KNOXVILLE | TN | 37932 | ROCK POINT CONSTRUCTION | 15203 CABIN POINT RD | CARSON | VA | 23830
ELE2021-03506 | 813-725-8764 | 5174 NINE MILE RD | 2021-10-14 | Finaled | Commercial | Electrical Permit | Tenant Upfit - Existing | NEW 400 AMP SERVICE-CT CAB-TAP BOX-MAIN DISCONNECT | 8600 | SUMMIT GENERAL CONTRACTORS | 605 RELIABILITY CIR | KNOXVILLE | TN | 37932 | G K GREGORY ELECTRICAL | 2409 CEDARVILLE RD | CHESAPEAKE | VA | 23322
ELE2021-03507 | 767-737-6620 | 915 ALGOMA ST | 2021-10-13 | Issued | Residential | Electrical Permit | Other | WIRE EXISTING RESIDENCE TO BE A 4 BEDROOM HOUSE | 18000 | MILLMAR CONSTRUCTION | P.O. BOX 313 | MANAKIN-SABOT | VA | 23103 | R J WADE ELECTRIC LLC | 4062 JEFFERSON WOODS DR | POWHATAN | VA | 23139
ELE2021-03508 | 767-751-2632 | 4665 WISTAR CREEK DR | 2021-10-15 | Issued | Commercial | Electrical Permit | New Service | Sprinkler room wiring. | 4500 | - | - | - | - | - | FRANKLIN ELECTRIC COMPANY INC | 111 JULIAD CT | FREDERICKSBURG | VA | 22406
ELE2021-03509 | 767-751-2632 | 4665 WISTAR CREEK DR | 2021-10-15 | Issued | Commercial | Electrical Permit | New Service | Install electrical and low voltage wiring for new construction. Add TV, phone, and security. | 4500 | - | - | - | - | - | FRANKLIN ELECTRIC COMPANY INC | 111 JULIAD CT | FREDERICKSBURG | VA | 22406
ELE2021-03510 | 767-751-2632 | 4663 WISTAR CREEK DR | 2021-10-15 | Issued | Commercial | Electrical Permit | New Service | Install electrical and low voltage wiring for new construction. Add TV, phone, and security. | 4500 | - | - | - | - | - | FRANKLIN ELECTRIC COMPANY INC | 111 JULIAD CT | FREDERICKSBURG | VA | 22406
ELE2021-03511 | 767-751-2632 | 4663 WISTAR CREEK DR | 2021-10-15 | Issued | Commercial | Electrical Permit | New Service | Install electrical and low voltage wiring for new construction. Add TV, phone, and security. | 4500 | - | - | - | - | - | FRANKLIN ELECTRIC COMPANY INC | 111 JULIAD CT | FREDERICKSBURG | VA | 22406
ELE2021-03512 | 767-751-2632 | 4661 WISTAR CREEK DR | 2021-10-15 | Issued | Commercial | Electrical Permit | New Service | Install electrical and low voltage wiring for new construction. Add TV, phone, and security. | 4500 | - | - | - | - | - | FRANKLIN ELECTRIC COMPANY INC | 111 JULIAD CT | FREDERICKSBURG | VA | 22406
ELE2021-03513 | 767-751-2632 | 4661 WISTAR CREEK DR | 2021-10-15 | Issued | Commercial | Electrical Permit | New Service | Install electrical and low voltage wiring for new construction. Add TV, phone, and security. | 4500 | - | - | - | - | - | FRANKLIN ELECTRIC COMPANY INC | 111 JULIAD CT | FREDERICKSBURG | VA | 22406
ELE2021-03514 | 767-751-2632 | 4659 WISTAR CREEK DR | 2021-10-15 | Issued | Commercial | Electrical Permit | New Service | Install electrical and low voltage wiring for new construction. Add TV, phone, and security. | 4500 | - | - | - | - | - | FRANKLIN ELECTRIC COMPANY INC | 111 JULIAD CT | FREDERICKSBURG | VA | 22406
ELE2021-03515 | 767-751-2632 | 4659 WISTAR CREEK DR | 2021-10-15 | Issued | Commercial | Electrical Permit | New Service | Install electrical and low voltage wiring for new construction. Add TV, phone, and security. | 4500 | - | - | - | - | - | FRANKLIN ELECTRIC COMPANY INC | 111 JULIAD CT | FREDERICKSBURG | VA | 22406
ELE2021-03516 | 767-751-2632 | 4657 WISTAR CREEK DR | 2021-10-15 | Issued | Commercial | Electrical Permit | New Service | Install electrical and low voltage wiring for new construction. Add TV, phone, and security. | 4500 | - | - | - | - | - | FRANKLIN ELECTRIC COMPANY INC | 111 JULIAD CT | FREDERICKSBURG | VA | 22406
ELE2021-03517 | 767-751-2632 | 4657 WISTAR CREEK DR | 2021-10-15 | Issued | Commercial | Electrical Permit | New Service | Install electrical and low voltage wiring for new construction. Add TV, phone, and security. | 4500 | - | - | - | - | - | FRANKLIN ELECTRIC COMPANY INC | 111 JULIAD CT | FREDERICKSBURG | VA | 22406
ELE2021-03518 | 767-751-2632 | 4655 WISTAR CREEK DR | 2021-10-15 | Issued | Commercial | Electrical Permit | New Service | Install electrical and low voltage wiring for new construction. Add TV, phone, and security. | 4500 | - | - | - | - | - | FRANKLIN ELECTRIC COMPANY INC | 111 JULIAD CT | FREDERICKSBURG | VA | 22406
ELE2021-03519 | 767-751-2632 | 4655 WISTAR CREEK DR | 2021-10-15 | Issued | Commercial | Electrical Permit | New Service | Install electrical and low voltage wiring for new construction. Add TV, phone, and security. | 4500 | - | - | - | - | - | FRANKLIN ELECTRIC COMPANY INC | 111 JULIAD CT | FREDERICKSBURG | VA | 22406
ELE2021-03520 | 767-751-2632 | 4653 WISTAR CREEK DR | 2021-10-15 | Issued | Commercial | Electrical Permit | New Service | Install electrical and low voltage wiring for new construction. Add TV, phone, and security. | 4500 | - | - | - | - | - | FRANKLIN ELECTRIC COMPANY INC | 111 JULIAD CT | FREDERICKSBURG | VA | 22406
ELE2021-03521 | 767-751-2632 | 4653 WISTAR CREEK DR | 2021-10-15 | Issued | Commercial | Electrical Permit | New Service | Install electrical and low voltage wiring for new construction. Add TV, phone, and security. | 4500 | - | - | - | - | - | FRANKLIN ELECTRIC COMPANY INC | 111 JULIAD CT | FREDERICKSBURG | VA | 22406
ELE2021-03522 | 843-703-5091 | 5801 TECHPARK WAY | 2021-10-18 | Issued | Commercial | Electrical Permit | New Service | ELEC WIRING FOR 120,000 SQ FT OFFICE | 530000 | HOURIGAN CONSTRUCTION CORP | 411 EAST FRANKLIN ST | RICHMOND | VA | 23219 | TOLLEY ELECTRICAL CORP | 10981 RICHARDSON RD | ASHLAND | VA | 23005
ELE2021-03523 | 741-753-1001 | 2304 CROWNCREST DR | 2021-10-13 | Inspection | Residential | Electrical Permit | Addition of Service | Room addition, bathroom upstairs. | 3000 | JLC MANAGEMENT INC | 7345 CLARK CIR | MECHANICSVILLE | VA | 23111 | ABB ELECTRICAL, LLC | 3844 TERMINAL AVE. | RICHMOND | VA | 23224
ELE2021-03524 | 824-712-5473 | 5741 GULFSTREAM RD | 2021-10-26 | Issued | Commercial | Electrical Permit | New Service | WIRE NEW BLD WITH NEW 100A SERVICE | 500000 | JDK OF FLORIDA LLC | 4182 S UNIVERSITY DR | DAVIE | FL | 33328 | WOODSTOCK MANAGEMENT INC | 1177 BRADBURY RD | MOSELEY | VA | 23120
ELE2021-03525 | 824-712-5473 | 5741 GULFSTREAM RD | 2021-10-15 | Issued | Commercial | Electrical Permit | New Service | TEMP POWER | 5000 | JDK OF FLORIDA LLC | 4182 S UNIVERSITY DR | DAVIE | FL | 33328 | WOODSTOCK MANAGEMENT INC | 1177 BRADBURY RD | MOSELEY | VA | 23120
ELE2021-03526 | 746-765-5855 | 4601 SADLER GROVE WAY | 2021-10-14 | Issued | Residential | Electrical Permit | Addition of Service | Wire new Addition | 2500 | - | - | - | - | - | J & A ELECTRICAL REPAIR SERVICES | P.O. BOX 73326-8030 | N, CHESTERFIELD | VA | 23235
ELE2021-03527 | 741-769-8756 | 11817 AUTUMNWOOD CT | 2021-10-14 | Inspection | Residential | Electrical Permit | Addition of Service | Wire bedroom & bath addition | 3000 | TURNER | 198 SPAINVILLE RD | BLACKSTONE | VA | 23824 | LUCKY DOG ELECTRICAL SERVICE | 12404OAKHAMPTON TER | HENRICO | VA | 23233
ELE2021-03528 | 751-766-5802 | 10828 PEPPERBUSH CT | 2021-10-14 | Inspection | Residential | Electrical Permit | Addition of Service | Wire for New Addition | 2500 | - | - | - | - | - | J & A ELECTRICAL REPAIR SERVICES | P.O. BOX 73326-8030 | N, CHESTERFIELD | VA | 23235
ELE2021-03529 | 770-750-3086 | 4233 SPRENKLE LN | 2021-10-18 | Issued | Commercial | Electrical Permit | Addition of Service | RENOVATION OF EXISTING UNITS | 72000 | - | - | - | - | - | ROMANOFF ELECTRIC RESIDENTIAL | 5639 BROOKSHIRE BLVD | CHARLOTTE | NC | 28216
ELE2021-03530 | 770-750-3086 | 4217 BETH RD | 2021-10-18 | Issued | Commercial | Electrical Permit | Addition of Service | RENOVATION OF EXISTING UNITS | 72000 | - | - | - | - | - | ROMANOFF ELECTRIC RESIDENTIAL | 5639 BROOKSHIRE BLVD | CHARLOTTE | NC | 28216
ELE2021-03531 | 770-750-3086 | 4217 SPRENKLE LN | 2021-10-18 | Issued | Commercial | Electrical Permit | Addition of Service | RENOVATION OF EXISTING UNITS | 72000 | - | - | - | - | - | ROMANOFF ELECTRIC RESIDENTIAL | 5639 BROOKSHIRE BLVD | CHARLOTTE | NC | 28216
ELE2021-03532 | 803-738-7564 | 2214 SPRINGDALE RD | 2021-10-15 | Inspection | Residential | Electrical Permit | Other | Move receptacles and switches from deleted wall add 2 light fixtures | 1500 | RAPP REMODELING AND REPAIR | 2400 IRISDALE AVENUE | HENRICO | VA | 23228 | KNOTT ELECTRICAL SERVICES LLC | 10203 GUYANA CT | HENRICO | VA | 23233
ELE2021-03534 | 761-731-9193 | 6239 RIVER RD | 2021-10-18 | Issued | Commercial | Electrical Permit | Addition of Service | WIRE NEW TENANT BUILDOUT | 30000 | - | - | - | - | - | WOODSTOCK MANAGEMENT INC | 1177 BRADBURY RD | MOSELEY | VA | 23120
ELE2021-03535 | 793-750-9048 | 6000 WILKINSON RD | 2021-10-19 | Canceled | Commercial | Electrical Permit | Change of Service | ADDING NEW 220 MP SERVICE | 4000 | - | - | - | - | - | DEWBERRY DESIGN BUILDERS | 8401 ARLINGTON BLVD | FAIRFAX | VA | 23031
ELE2021-03536 | 809-732-8336 | 3804 PURPLE HAZE CT | 2021-10-15 | Issued | Residential | Electrical Permit | New Service | Wire New Home | 3500 | NVR INC | 7501 BOULDER VIEW DR | N CHESTERFIELD | VA | 23225 | R K NEWMAN | PO BOX 74882 | RICHMOND | VA | 23236
ELE2021-03537 | 748-759-3503 | 3641 COX RD | 2021-10-19 | Issued | Commercial | Electrical Permit | Other | MAKE SAFE ELEC FOR OTHER TO DEMO-REFEED 2 RUT'S-INSTALL TEMP LIGHTS | 8900 | DOMINION CONSTRUCTION PARTNERS | 4198 COX RD, STE 107 | GLEN ALLEN | VA | 23060 | METRO ELECTRIC INC | 6407 MALLORY DR | RICHMOND | VA | 23226
ELE2021-03538 | 828-718-5378 | 1595 MARY ST | 2021-10-20 | Issued | Commercial | Electrical Permit | Other | install new 480V service & ct cabinet-all elec raceway & wiring within new fire pump house to feed new fire pump & internal equipment | 39905 | 4H CONSTRUCTION CO LLC | 5537 MARSH LIGHT LANE | MOSELEY | VA | 23120 | VSC FIRE & SECURITY | 9424J ATLEE COMMERCE BLVD | ASHLAND | VA | 23005
ELE2021-03539 | 811-700-5951 | 6809 HOMINY CT | 2021-10-21 | Issued | Residential | Electrical Permit | New Service | new dwelling | 7000 | EASTWOOD HOMES OF RICHMOND LLC | 10800 MIDLOTHIAN TURNPIKE | RICHMOND | VA | 23235 | S & S ELECTRICAL SERVICES INC | 13320 HENSLEY RD | MIDLOTHIAN | VA | 23112
ELE2021-03540 | 809-732-8336 | 3804 PURPLE HAZE CT | 2021-10-18 | Issued | Residential | Electrical Permit | New Service | new dwelling | 3500 | RYAN HOMES | 7501 BOULDERS VIEW DRIVE | RICHMOND | VA | 23225 | R K NEWMAN | PO BOX 74882 | RICHMOND | VA | 23236
ELE2021-03541 | 757-736-9025 | 301 WEST DRIVE CIR | 2021-10-18 | Inspection | Residential | Electrical Permit | Addition of Service | wire kitchen/mudroom/porch | 3500 | BYRD LLC | 119 GAYMONT RD | RICHMOND | VA | 23229 | BEAR ELECTRIC INC | 1245 DUNLUCE RD | KING WILLIAM | VA | 23086
ELE2021-03543 | 753-742-4577 | 1302 ST MICHAELS LN | 2021-10-20 | Inspection | Residential | Electrical Permit | Other | add elec outlets-ceiling lights-light switches | 1500 | BRAIN - OWNER | 1302 ST MICHAELS LN | HENRICO | VA | 23226 | - | - | - | - | -
ELE2021-03544 | 744-732-6224 | 8900 GLENMORE RD | 2021-10-19 | Inspection | Residential | Electrical Permit | Addition of Service | wire covered porch (under deck) | 900 | BYRD LLC | 119 GAYMONT RD | RICHMOND | VA | 23229 | BEAR ELECTRIC INC | 1245 DUNLUCE RD | KING WILLIAM | VA | 23086
ELE2021-03545 | 742-750-4598 | 2110 WILLOWICK LN | 2021-10-19 | Finaled | Residential | Electrical Permit | Other | NEW INSTALL FOR GARAGE ELECTRICAL-100 AMP SERVICE FROM EXISTING HOME | 1000 | JL BUILDERS, LC | 10307 WEST BROAD ST. | GLEN ALLEN | VA | 23060 | - | - | - | - | -
ELE2021-03546 | 735-754-5074 | 2601 LACLEDE AVE | 2021-10-20 | Issued | Residential | Electrical Permit | Other | remodel of kitchen & 1/2 bath-new addition-great room-gym-exterior deck-relocate service & new panels for 400 amp setup | 10000 | THREE MILES DESIGN &CONSTRUCTION | 2811 MONTROSE AVE | RICHMOND | VA | 23222 | ELECTRICKMAN INC | 1811 WEST LABURNUM AVE. | RICHMOND | VA | 23227
ELE2021-03547 | 774-757-6934 | 2300 TREVVETT DR | 2021-10-22 | Finaled | Commercial | Electrical Permit | Other | Use an existing 100 amp disconnect to fed new trailer. It is an existing 400 amp 3 phase service feeding 3 existing trailers. Will be fed with 100a frn | 1250 | HENRICO COUNTY SCHOOLS | 406 DABBS HOUSE RD | RICHMOND | VA | 23223 | HENRICO COUNTY SCHOOL C & M | 406 DABBS HOUSE RD | RICHMOND | VA | 23223
ELE2021-03548 | 745-735-3535 | 9022 NORWICK RD | 2021-10-20 | Issued | Residential | Electrical Permit | Addition of Service | Wire kitchen, bath, living room & garage renovation | 15620 | LANCASTER CUSTOM BUILDER | P.O. BOX 18372 | RICHMOND | VA | 23226 | DAVIS & GREEN INC | P O BOX 35418 | RICHMOND | VA | 23235
ELE2021-03549 | 745-734-3368 | 9014 NORWICK RD | 2021-10-27 | Issued | Residential | Electrical Permit | Addition of Service | Wire first floor renovation, master bath, master closet & garage **AMENDED 10-27-21 to include relocating existing meter** | 34510 | LANCASTER CUSTOM BUILDER | P.O. BOX 18372 | RICHMOND | VA | 23226 | DAVIS & GREEN INC | P O BOX 35418 | RICHMOND | VA | 23235
ELE2021-03550 | 809-679-9617 | 8801 BATTLEFIELD PARK RD | 2021-10-20 | Inspection | Residential | Electrical Permit | Other | install outdoor 200 amp service and panel for temporary pole and install panel in shed and install lights, receptacles and switches. | 3500 | OWNER | - | - | - | - | THORNTON ELECTRICAL SERVICES | 1764 SUBURBAN VILLAGE LOOP | - | - | -
ELE2021-03551 | 743-737-8602 | 9515 CARTERWOOD CT | 2021-10-21 | Issued | Residential | Electrical Permit | Addition of Service | Wire renovation of kitchen, dining room, pantry & office | 15895 | MARK FRANKO CUSTOM BUILDING | 2121 N HAMILTON ST | RICHMOND | VA | 23230 | DAVIS & GREEN INC | P O BOX 35418 | RICHMOND | VA | 23235
ELE2021-03552 | 813-725-8764 | 5174 NINE MILE RD | 2021-10-21 | Issued | Commercial | Electrical Permit | Tenant Upfit - Existing | RUN 40 DATA CABLES FOR LOW VOLTAGE DEVICES-CONNECT POS DEVICES | 2500 | SUMMIT GENERAL CONTRACTORS | 605 RELIABILITY CIR | KNOXVILLE | TN | 37932 | UNITED COMMUNICATIONS | 11507 BARRINGTON BRIDGE TERRAC | RICHMOND | VA | 23233
ELE2021-03553 | 785-745-9803 | 5221 BROOK RD | 2021-10-21 | Issued | Commercial | Electrical Permit | Other | provide/install power for stand alone coolers-provide/install receptacles as shown on prints | 18500 | KBS INC | 8050 KIMWAY DR | HENRICO | VA | 23228 | SYNERGY ELECTRIC INC | 2218 RICE AVENUE | LAKE CITY | PA | 16423
ELE2021-03554 | 842-698-6234 | 6819 CLUCK LN | 2021-10-20 | Issued | Residential | Electrical Permit | Addition of Service | Wire new detached garage. | 4200 | AUSLAND HOMES INC | 6813 CLUCK LN | HENRICO | VA | 23231 | SHANK | 6819 CLUCK LN. | HENRICO | VA | 23231
ELE2021-03555 | 769-756-4528 | 8900 STAPLES MILL RD | 2021-10-21 | Finaled | Residential | Electrical Permit | Other | wire 3 season room | 1500 | CHAMPION WINDOW COMPANY OF RICHMOND | 10510 NORTHLAKE PARK DRIVE | ASHLAND | VA | 23005 | B & B BUILDING SYSTEMS INC | 9982 LICKINGHOLE RD | ASHLAND | VA | 23005
ELE2021-03556 | 757-738-8944 | 811 HEPLER RD | 2021-10-21 | Inspection | Residential | Electrical Permit | Addition of Service | wiring addition to code | 6500 | - | - | - | - | - | - | - | - | - | -
ELE2021-03557 | 748-775-6214 | 5221 SUMNER PL | 2021-10-21 | Issued | Residential | Electrical Permit | Other | WIRE LIGHTS & RECEPTACLES ON NEW PORCH | 1885 | WALSH BUILDERS INC | 967 GLEBE LANDING ROAD | CENTER CROSS | VA | 22437 | LOCAL ELECTRIC COMPANY INC | 10458 CAUTHORNE RD | GLEN ALLEN | VA | 23059
ELE2021-03558 | 774-740-5174 | 2363 ROUX ST | 2021-10-21 | Issued | Commercial | Electrical Permit | Tenant Upfit - New | INSTALL NEW LIGHTING & POWER PER DRAWINGS | 37860 | EMERALD CONSTRUCTION CO | 2219 DABNEY RD | RICHMOND | VA | 23230 | B & B BUILDING SYSTEMS INC | 9982 LICKINGHOLE RD | ASHLAND | VA | 23005
ELE2021-03559 | 767-751-2632 | 4665 WISTAR CREEK DR | 2021-10-26 | Issued | Commercial | Electrical Permit | New Service | INSTAL ELEC & LOW VOLTAGE WIRING FOR NEW DWELLING-ADD TV-PHONE-SECURITY | 4500 | STANLEY MARTIN HOMES | 5030 SADLER PLACE STE 101 | GLEN ALLEN | VA | 23059 | FRANKLIN ELECTRIC COMPANY INC | 111 JULIAD CT | FREDERICKSBURG | VA | 22406
ELE2021-03560 | 776-753-3688 | 2311 LOURDES RD | 2021-10-26 | Issued | Residential | Electrical Permit | New Service | WIRE FOR NEW SINGLE FAMILY DWELLING | 7500 | THE KITTRELL COMPANY | 6327 MALLORY DR | RICHMOND | VA | 23226 | LIBERTY ELECTRICAL CO, INC | PO BOX 6203 | RICHMOND | VA | 23230
ELE2021-03561 | 759-762-1743 | 4609 KELLYWOOD DR | 2021-10-25 | Inspection | Residential | Electrical Permit | Other | WIRE ADDITION AND RELOCATE METER BASE | 5000 | HUFF CONSTRUCTION INC | 13613 SILVERDUST LN | CHESTER | VA | 23836 | WILSON ELECTRIC INC | 6700 WEST QUAKER ROAD | DISPUTANTA | VA | 23842
ELE2021-03562 | 741-770-9318 | 5000 SHADY GROVE RD | 2021-10-26 | Issued | Commercial | Electrical Permit | New Service | WIRE NEW BUILDING | 147000 | QUESTAR BUILDERS LLC | 10911 MERGANSER TERRACE | CHESTERFIELD | VA | 23838 | CURRENT ELECTRIC INC | 1618 REAMS RD | POWHATAN | VA | 23139
ELE2021-03563 | 811-699-4699 | 6821 CORNELIUS CT | 2021-10-29 | Issued | Residential | Electrical Permit | New Service | WIRE HOUSE TO CODE | 6000 | EASTWOOD HOMES OF RICHMOND LLC | 10800 MIDLOTHIAN TURNPIKE | RICHMOND | VA | 23235 | S & S ELECTRICAL SERVICES INC | 13320 HENSLEY RD | MIDLOTHIAN | VA | 23112
ELE2021-03564 | 777-739-4437 | 2289 DABNEY RD | 2021-10-26 | Inspection | Commercial | Electrical Permit | Addition of Service | BUILD OUT OF EXISTING WAREHOUSE, INSTALL OF NEW LIGHTING AND POWER WITH NEW ELECTRICAL SERVICE | 195000 | - | - | - | - | - | REYCO ELECTRICAL SERVICES INC | 7 JAY GOULD COURT, STE 6 | WALDORF | MD | 20602
ELE2021-03566 | 801-703-1153 | 1125 NEW MARKET RD | 2021-10-26 | Finaled | Commercial | Electrical Permit | New Service | electrical site lighting and signage | 16985 | MID ATLANTIC CONSTRUCTION GROUP | 505 LENDALL LANE | FREDERICKSBURG | VA | 22405 | MID ATLANTIC PETROLEUM | 814 PROFESSIONAL PL | CHESAPEAKE | VA | 23320
ELE2021-03567 | 759-742-5460 | 1401 SEVERN RD | 2021-10-25 | Issued | Residential | Electrical Permit | Other | wire/install lights & receptacles -wiring of applicances & hvac**amend 10/29/21-Replace panel and ground to code** | 12475 | BUILD RE BUILD LLC | 2234 FORGE RD | TOANO | VA | 23168 | S J RYAN ELECTRIC, INC. | PO BOX 5595 | MIDLOTHIAN | VA | 23112
ELE2021-03569 | 810-732-3726 | 3905 ROSEMALLOW PL | 2021-10-26 | Issued | Residential | Electrical Permit | New Service | WIRE NEW HOME | 3500 | RYAN HOMES | 7501 BOULDERS VIEW DRIVE | RICHMOND | VA | 23225 | R K NEWMAN | PO BOX 74882 | RICHMOND | VA | 23236
ELE2021-03570 | 785-757-5975 | 8385 SCOTT PL | 2021-10-27 | Issued | Residential | Electrical Permit | New Service | WIRE NEW HOME | 2000 | EASTWOOD HOMES OF RICHMOND LLC | 10800 MIDLOTHIAN TURNPIKE | RICHMOND | VA | 23235 | C R PHILLIPS ELECTRICAL | 10996 LEADBETTER ROAD | ASHLAND | VA | 23005
ELE2021-03571 | 785-757-5973 | 8383 SCOTT PL | 2021-10-27 | Issued | Residential | Electrical Permit | New Service | WIRE NEW HOME | 2000 | EASTWOOD HOMES OF RICHMOND LLC | 10800 MIDLOTHIAN TURNPIKE | RICHMOND | VA | 23235 | C R PHILLIPS ELECTRICAL | 10996 LEADBETTER ROAD | ASHLAND | VA | 23005
ELE2021-03572 | 785-757-5977 | 8387 SCOTT PL | 2021-10-27 | Issued | Residential | Electrical Permit | New Service | WIRE NEW HOME | 2000 | EASTWOOD HOMES OF RICHMOND LLC | 10800 MIDLOTHIAN TURNPIKE | RICHMOND | VA | 23235 | C R PHILLIPS ELECTRICAL | 10996 LEADBETTER ROAD | ASHLAND | VA | 23005
ELE2021-03573 | 785-757-5879 | 8389 SCOTT PL | 2021-10-27 | Issued | Residential | Electrical Permit | New Service | WIRE NEW HOME | 2000 | EASTWOOD HOMES OF RICHMOND LLC | 10800 MIDLOTHIAN TURNPIKE | RICHMOND | VA | 23235 | C R PHILLIPS ELECTRICAL | 10996 LEADBETTER ROAD | ASHLAND | VA | 23005
ELE2021-03574 | 785-757-5882 | 8391 SCOTT PL | 2021-10-27 | Issued | Residential | Electrical Permit | New Service | WIRE NEW HOME | 2000 | EASTWOOD HOMES OF RICHMOND LLC | 10800 MIDLOTHIAN TURNPIKE | RICHMOND | VA | 23235 | C R PHILLIPS ELECTRICAL | 10996 LEADBETTER ROAD | ASHLAND | VA | 23005
ELE2021-03575 | 761-738-6528 | 514 RIDGE TOP RD | 2021-10-26 | Inspection | Residential | Electrical Permit | Other | add receptacles and switch | 1100 | JAMES RIVER REMODELING | 3324 PATTERSON AVENUE | RICHMOND | VA | 23221 | ABBOTT & HARRIS, INC | P O BOX 312 | MECHANICSVILLE | VA | 23222
ELE2021-03576 | 780-761-0116 | 1760 ALTMAN RD | 2021-10-26 | Issued | Residential | Electrical Permit | Other | NEW RECEPT. / SWITCHES / LIGHT FIXTURES | 800 | - | - | - | - | - | OWNER | - | - | - | -
ELE2021-03577 | 785-757-5971 | 8381 SCOTT PL | 2021-10-27 | Issued | Residential | Electrical Permit | New Service | wire new house | 2000 | EASTWOOD HOMES OF RICHMOND LLC | 10800 MIDLOTHIAN TURNPIKE | RICHMOND | VA | 23235 | C R PHILLIPS ELECTRICAL | 10996 LEADBETTER ROAD | ASHLAND | VA | 23005
ELE2021-03579 | 815-715-1207 | 4900 SUMMEREST AVE | 2021-10-28 | Issued | Residential | Electrical Permit | New Service | new dwelling | 6000 | LIBERTY HOMES VA INC-2705170573 A | 8249 CROWN COLONY PKWY | MECHANICSVILLE | VA | 23116 | TAYLOR & BARR ELEC CONT | 804 E NINE MILE RD | HENRICO | VA | 23075
ELE2021-03580 | 733-754-4092 | 2605 GAYTON GROVE RD | 2021-10-27 | Issued | Residential | Electrical Permit | Other | INSTALL CIRCUIT & RECEPTACLE | 250 | JES CONSTRUCTION | 2410 SOUTHLAND DR | CHESTER | VA | 23831 | LEGACY ELECTRICAL LLC | 1533 SWIFTWOOD DR | POWHATAN | VA | 23139
ELE2021-03581 | 746-754-2873 | 10097 CEDAR KNOLL LN | 2021-10-27 | Issued | Residential | Electrical Permit | Other | INSTALL CIRCUIT/RECEPTACLE | 250 | JES CONSTRUCTION | 2410 SOUTHLAND DR | CHESTER | VA | 23831 | LEGACY ELECTRICAL LLC | 1533 SWIFTWOOD DR | POWHATAN | VA | 23139
ELE2021-03582 | 737-766-7876 | 4505 BACOVA CLUB CT | 2021-10-28 | Issued | Residential | Electrical Permit | New Service | Wiring new single family dwelling. | 6500 | BRADFORD HOMES INC | PO BOX 3943 | RICHMOND | VA | 23235 | BLS ELECTRICAL LLC | 6509 LAKE VISTA DR | MECHANICSVILLE | VA | 23111
ELE2021-03585 | 781-774-3358 | 6069 RIVERMERE LN | 2021-10-29 | Issued | Residential | Electrical Permit | New Service | NEW DWELLING | 9500 | LEGAULT HOMES LLC | 11520 NUCKOLS RD | GLEN ALLEN | VA | 23059 | LIBERTY ELECTRICAL CO, INC | PO BOX 6203 | RICHMOND | VA | 23230
ELE2021-03587 | 816-725-2884 | 3213 AINSWORTH LN | 2021-10-29 | Issued | Residential | Electrical Permit | New Service | NEW DWELLING | 6000 | LIBERTY HOMES VA INC-2705170573 A | 8249 CROWN COLONY PKWY | MECHANICSVILLE | VA | 23116 | TAYLOR & BARR ELEC CONT | 804 E NINE MILE RD | HENRICO | VA | 23075
ELE2021-03588 | 837-694-2828 | 7389 YAHLEY MILL HOLW | 2021-10-29 | Issued | Residential | Electrical Permit | New Service | Wiring new house. (House has existing meter ELE2016-00415) | 4000 | - | - | - | - | - | - | - | - | - | -
ELV2021-02215 | 742-755-6814 | 2330 LOREINE'S LANDING LN | 2021-10-12 | Issued | Residential | Elevator Permit | Installation - New | Provide and install one (1) Pneumatic Vacuum Elevator for accessibility | 40330 | EAGLE CONSTRUCTION OF VA LLC | 2250 OLD BRICK RD | GLEN ALLEN | VA | 23060 | AREA ACCESS INC | 2207 TAZEWELL STREET | RICHMOND | VA | 23222
ELV2021-02216 | 773-740-5180 | 2222 LIBBIE LAKE WEST ST | 2021-10-14 | Issued | Commercial | Elevator Permit | Installation - New | Install one private residential elevator in a single family dwelling. | 21791 | GUMENICK HOME BUILDING LLC | 4901 LIBBIE MILL EAST BLVD | HENRICO | VA | 23230 | RESIDENTIAL ELEVATORS, LLC | 2910 KERRY FOREST PKWY | TALLAHASSEE | FL | 32309
ELV2021-02217 | 773-740-5180 | 2228 LIBBIE LAKE WEST ST | 2021-10-14 | Issued | Commercial | Elevator Permit | Installation - New | Install one private residential elevator in a single family dwelling. | 20992.03 | GUMENICK HOME BUILDING LLC | 4901 LIBBIE MILL EAST BLVD | HENRICO | VA | 23230 | RESIDENTIAL ELEVATORS, LLC | 2910 KERRY FOREST PKWY | TALLAHASSEE | FL | 32309
ELV2021-02218 | 773-740-5180 | 2224 LIBBIE LAKE WEST ST | 2021-10-14 | Issued | Commercial | Elevator Permit | Installation - New | Install one private residential elevator in a single family dwelling. | 20992.03 | GUMENICK HOME BUILDING LLC | 4901 LIBBIE MILL EAST BLVD | HENRICO | VA | 23230 | RESIDENTIAL ELEVATORS, LLC | 2910 KERRY FOREST PKWY | TALLAHASSEE | FL | 32309
ELV2021-02219 | 773-740-5180 | 2220 LIBBIE LAKE WEST ST | 2021-10-14 | Issued | Commercial | Elevator Permit | Installation - New | Install one private residential elevator in a single family dwelling. | 20790.99 | GUMENICK HOME BUILDING LLC | 4901 LIBBIE MILL EAST BLVD | HENRICO | VA | 23230 | RESIDENTIAL ELEVATORS, LLC | 2910 KERRY FOREST PKWY | TALLAHASSEE | FL | 32309
ELV2021-02220 | 731-764-8947 | 336 PURBROOK LN | 2021-10-14 | Issued | Residential | Elevator Permit | Installation - New | Install one private residential elevator in a single family dwelling. | - | EAGLE COMMERCIAL CONSTRUCTION | 2250 OLD BRICK RD | GLEN ALLEN | VA | 23060 | RESIDENTIAL ELEVATORS, LLC | 2910 KERRY FOREST PKWY | TALLAHASSEE | FL | 32309
ELV2021-02221 | 731-764-8575 | 384 ADDERBURY WALK Unit: B | 2021-10-21 | Issued | Commercial | Elevator Permit | Installation - New | Install one private residential elevator in a single family dwelling. | 23950.02 | EAGLE COMMERCIAL CONSTRUCTION | 2250 OLD BRICK RD | GLEN ALLEN | VA | 23060 | RESIDENTIAL ELEVATORS, LLC | 2910 KERRY FOREST PKWY | TALLAHASSEE | FL | 32309
ELV2021-02222 | 731-764-8575 | 380 ADDERBURY WALK Unit: B | 2021-10-21 | Issued | Commercial | Elevator Permit | Installation - New | Install one private residential elevator in a single family dwelling. | 23950.02 | EAGLE COMMERCIAL CONSTRUCTION | 2250 OLD BRICK RD | GLEN ALLEN | VA | 23060 | RESIDENTIAL ELEVATORS, LLC | 2910 KERRY FOREST PKWY | TALLAHASSEE | FL | 32309
ELV2021-02223 | 731-764-8575 | 382 ADDERBURY WALK Unit: B | 2021-10-21 | Issued | Commercial | Elevator Permit | Installation - New | Install one private residential elevator in a single family dwelling. | 23950.02 | EAGLE COMMERCIAL CONSTRUCTION | 2250 OLD BRICK RD | GLEN ALLEN | VA | 23060 | RESIDENTIAL ELEVATORS, LLC | 2910 KERRY FOREST PKWY | TALLAHASSEE | FL | 32309
FIR2021-00437 | 770-753-2483 | 8521 WILLIS RD | 2021-10-19 | Issued | Commercial | Fire Protection Permit | Sprinkler System | Install a new wet pipe fire sprinkler system | 43800 | RITCHIE CURBOW CONST CO INC | 11818 ROCK LANDING DR | NEWPORTNEWS | VA | 23606 | FIRE-X CORPORATION | 6107 STAPLES MILL RD | HENRICO | VA | 23228
FIR2021-00481 | 764-752-4572 | 8006 W BROAD ST | 2021-10-12 | Finaled | Commercial | Fire Protection Permit | Fire Alarm | this is a new firelite fire alarm system installation with (2) notification appliances and (8) initiating devices. | 8897 | J&K PROJECT MANAGEMENT CONSULTANTS | 350 MCDONNELL ST | LEWISVILLE | TX | 75057 | SIEMENS INDUSTRY INC | 5106 GLEN ALDEN DR | HENRICO | VA | 23231
FIR2021-00539 | 762-740-9594 | 7240 PATTERSON AVE | 2021-10-15 | Issued | Commercial | Fire Protection Permit | Sprinkler System | Crews & Gregory Fire to install a new fire sprinkler system in a new medical office building per NFPA 13 2013 Stabdards | 69000 | COMMONWEALTH CONSTRUCTION MANG | 7110 FOREST AVE | RICHMOND | VA | 23226 | CREWS & GREGORY FIRE | 1720 OAK LAKE BLVD | MIDLOTHIAN | VA | 23120
FIR2021-00541 | 732-764-7831 | 3400 HAYDENPARK LN | 2021-10-22 | Issued | Commercial | Fire Protection Permit | Sprinkler System | This is a Tenant upfit add/relocte heads and added lines to the third floor system. | 21681 | HEALTHCARE CONST MGMT | 7801 REDPINE RD STE J | N CHESTERFIELD | VA | 23227 | VSC FIRE & SECURITY | 10343-A KINGS ACRES RD | ASHLAND | VA | 23005
FIR2021-00543 | 852-700-2714 | 4600 TECHNOLOGY CT | 2021-10-28 | Issued | Commercial | Fire Protection Permit | Sprinkler System | Fully Sprinkler new buildings in accordance with NFPA 13 and NFPA 20, 2013 editions. | 5056758 | DPR CONSTRUCTION | 5500 COX ROAD | GLEN ALLEN | VA | 23060 | ATLANTIC CONSTRUCTORS INC | 1401 BATTERY BROOKE PKWY | RICHMOND | VA | 23237
FIR2021-00581 | 847-703-4371 | 6000 TECHNOLOGY BLVD | 2021-10-01 | Issued | Commercial | Fire Protection Permit | Fire Alarm | Install Fire Alarm & VESDA ststen ub data hall 112 for new tenant buildout. | 142200 | HITT CONTRACTING INC | 2900 FAIRVIEW PARK DR | FALLS CHURCH | VA | 22204 | BAGBY ELECTRIC CO OF VA INC | 11194 LEADBETTER RD | ASHLAND | VA | 23005
FIR2021-00582 | 732-764-7831 | 3400 HAYDENPARK LN | 2021-10-22 | Issued | Commercial | Fire Protection Permit | Fire Alarm | Relocation of existing notification devices and addition of new devices to acommodate new tenant space | 12227 | HEALTHCARE CONST MGMT | 7801 REDPINE RD STE J | N CHESTERFIELD | VA | 23227 | VSC FIRE & SECURITY INC | 9424-J ATLEE COMMERCE BLVD | ASHLAND | VA | 23005
FIR2021-00603 | 787-746-4897 | 5602 CHAMBERLAYNE RD | 2021-10-04 | Issued | Commercial | Fire Protection Permit | Fire Supression System | Install New Proter II Range Hood Fire System | 4000 | OWNER | - | - | - | - | A+ FIRE ELECTRICAL SERVICE LLC | 2077 ORANDA ROAD | STRASBURG | VA | 22657
FIR2021-00607 | 750-764-0695 | 4480 COX RD | 2021-10-04 | Issued | Commercial | Fire Protection Permit | Sprinkler System | Rework existing sprinkler system to propertly protect new tenant layout. - Re-Submittal 10/28/2021 Revised RCP with head locations. | 2240 | RIVERSTONE INC | 812 MOOREFIELD PARK DR | RICHMOND | VA | 23236 | ETEC FIRE PROTECTION | 3205 W MOORE ST | RICHMOND | VA | 23230
FIR2021-00608 | 785-760-2751 | 9221 MAGELLAN PKWY Unit: A | 2021-10-15 | Issued | Commercial | Fire Protection Permit | Sprinkler System | FLSA shall install new sprinkler system per NFPA 13R standards - Re-Submitta 11/9/2021 - Sprinklers added/relocated due to change in floor plans and LVLs, change in pipe sizes,Hydraulic calculations revised. | 3275 | STANLEY MARTIN COMPANIES LLC | 11710 PLAZA AMERICA DR | RESTON | VA | 20190 | FIRE & LIFE SAFETY AMERICA | 8827 STAPLES MILL RD | RICHMOND | VA | 23228
FIR2021-00609 | 785-760-2751 | 9221 MAGELLAN PKWY Unit: B | 2021-10-15 | Issued | Commercial | Fire Protection Permit | Sprinkler System | FLSA shall install new sprinkler system per NFPA 13R standards - Re-Submitta 11/9/2021 - Sprinklers added/relocated due to change in floor plans and LVLs, change in pipe sizes,Hydraulic calculations revised. | 4443.75 | STANLEY MARTIN COMPANIES LLC | 11710 PLAZA AMERICA DR | RESTON | VA | 20190 | FIRE & LIFE SAFETY AMERICA | 8827 STAPLES MILL RD | RICHMOND | VA | 23228
FIR2021-00610 | 785-760-2751 | 9223 MAGELLAN PKWY Unit: A | 2021-10-15 | Issued | Commercial | Fire Protection Permit | Sprinkler System | FLSA shall install new sprinkler system per NFPA 13R standards - Re-Submitta 11/9/2021 - Sprinklers added/relocated due to change in floor plans and LVLs, change in pipe sizes,Hydraulic calculations revised. | 3275 | STANLEY MARTIN COMPANIES LLC | 11710 PLAZA AMERICA DR | RESTON | VA | 20190 | FIRE & LIFE SAFETY AMERICA | 8827 STAPLES MILL RD | RICHMOND | VA | 23228
FIR2021-00611 | 785-760-2751 | 9223 MAGELLAN PKWY Unit: B | 2021-10-15 | Issued | Commercial | Fire Protection Permit | Sprinkler System | FLSA shall install new sprinkler system per NFPA 13R standards - Re-Submitta 11/9/2021 - Sprinklers added/relocated due to change in floor plans and LVLs, change in pipe sizes,Hydraulic calculations revised. | 4443.75 | STANLEY MARTIN COMPANIES LLC | 11710 PLAZA AMERICA DR | RESTON | VA | 20190 | FIRE & LIFE SAFETY AMERICA | 8827 STAPLES MILL RD | RICHMOND | VA | 23228
FIR2021-00612 | 785-760-2751 | 9225 MAGELLAN PKWY Unit: A | 2021-10-15 | Issued | Commercial | Fire Protection Permit | Sprinkler System | FLSA shall install new sprinkler system per NFPA 13R standards - Re-Submitta 11/9/2021 - Sprinklers added/relocated due to change in floor plans and LVLs, change in pipe sizes,Hydraulic calculations revised. | 3275 | STANLEY MARTIN COMPANIES LLC | 11710 PLAZA AMERICA DR | RESTON | VA | 20190 | FIRE & LIFE SAFETY AMERICA | 8827 STAPLES MILL RD | RICHMOND | VA | 23228
FIR2021-00613 | 785-760-2751 | 9225 MAGELLAN PKWY Unit: B | 2021-10-15 | Issued | Commercial | Fire Protection Permit | Sprinkler System | FLSA shall install new sprinkler system per NFPA 13R standards - Re-Submitta 11/9/2021 - Sprinklers added/relocated due to change in floor plans and LVLs, change in pipe sizes,Hydraulic calculations revised. | 4443.75 | STANLEY MARTIN COMPANIES LLC | 11710 PLAZA AMERICA DR | RESTON | VA | 20190 | FIRE & LIFE SAFETY AMERICA | 8827 STAPLES MILL RD | RICHMOND | VA | 23228
FIR2021-00614 | 785-760-2751 | 9227 MAGELLAN PKWY Unit: A | 2021-10-15 | Issued | Commercial | Fire Protection Permit | Sprinkler System | FLSA shall install new sprinkler system per NFPA 13R standards - Re-Submitta 11/9/2021 - Sprinklers added/relocated due to change in floor plans and LVLs, change in pipe sizes,Hydraulic calculations revised. | 3275 | STANLEY MARTIN COMPANIES LLC | 11710 PLAZA AMERICA DR | RESTON | VA | 20190 | FIRE & LIFE SAFETY AMERICA | 8827 STAPLES MILL RD | RICHMOND | VA | 23228
FIR2021-00615 | 785-760-2751 | 9227 MAGELLAN PKWY Unit: B | 2021-10-15 | Issued | Commercial | Fire Protection Permit | Sprinkler System | FLSA shall install new sprinkler system per NFPA 13R standards - Re-Submitta 11/9/2021 - Sprinklers added/relocated due to change in floor plans and LVLs, change in pipe sizes,Hydraulic calculations revised. | 4443.75 | STANLEY MARTIN COMPANIES LLC | 11710 PLAZA AMERICA DR | RESTON | VA | 20190 | FIRE & LIFE SAFETY AMERICA | 8827 STAPLES MILL RD | RICHMOND | VA | 23228
FIR2021-00616 | 785-760-2751 | 9229 MAGELLAN PKWY Unit: A | 2021-10-15 | Review | Commercial | Fire Protection Permit | Sprinkler System | FLSA shall install new sprinkler system per NFPA 13R standards - Re-Submitta 11/9/2021 - Sprinklers added/relocated due to change in floor plans and LVLs, change in pipe sizes,Hydraulic calculations revised. | 3275 | STANLEY MARTIN COMPANIES LLC | 11710 PLAZA AMERICA DR | RESTON | VA | 20190 | FIRE & LIFE SAFETY AMERICA | 8827 STAPLES MILL RD | RICHMOND | VA | 23228
FIR2021-00617 | 785-760-2751 | 9229 MAGELLAN PKWY Unit: B | 2021-10-15 | Issued | Commercial | Fire Protection Permit | Sprinkler System | FLSA shall install new sprinkler system per NFPA 13R standards - Re-Submitta 11/9/2021 - Sprinklers added/relocated due to change in floor plans and LVLs, change in pipe sizes,Hydraulic calculations revised. | 4443.75 | STANLEY MARTIN COMPANIES LLC | 11710 PLAZA AMERICA DR | RESTON | VA | 20190 | FIRE & LIFE SAFETY AMERICA | 8827 STAPLES MILL RD | RICHMOND | VA | 23228
FIR2021-00618 | 785-760-2751 | 9231 MAGELLAN PKWY Unit: A | 2021-10-15 | Issued | Commercial | Fire Protection Permit | Sprinkler System | FLSA shall install new sprinkler system per NFPA 13R standards - Re-Submitta 11/9/2021 - Sprinklers added/relocated due to change in floor plans and LVLs, change in pipe sizes,Hydraulic calculations revised. | 3275 | STANLEY MARTIN COMPANIES LLC | 11710 PLAZA AMERICA DR | RESTON | VA | 20190 | FIRE & LIFE SAFETY AMERICA | 8827 STAPLES MILL RD | RICHMOND | VA | 23228
FIR2021-00619 | 785-760-2751 | 9231 MAGELLAN PKWY Unit: B | 2021-10-15 | Issued | Commercial | Fire Protection Permit | Sprinkler System | FLSA shall install new sprinkler system per NFPA 13R standards - Re-Submitta 11/9/2021 - Sprinklers added/relocated due to change in floor plans and LVLs, change in pipe sizes,Hydraulic calculations revised. | 4443.75 | STANLEY MARTIN COMPANIES LLC | 11710 PLAZA AMERICA DR | RESTON | VA | 20190 | FIRE & LIFE SAFETY AMERICA | 8827 STAPLES MILL RD | RICHMOND | VA | 23228
FIR2021-00620 | 785-760-2751 | 9233 MAGELLAN PKWY Unit: A | 2021-10-15 | Issued | Commercial | Fire Protection Permit | Sprinkler System | FLSA shall install new sprinkler system per NFPA 13R standards - Re-Submitta 11/9/2021 - Sprinklers added/relocated due to change in floor plans and LVLs, change in pipe sizes,Hydraulic calculations revised. | 3275 | STANLEY MARTIN COMPANIES LLC | 11710 PLAZA AMERICA DR | RESTON | VA | 20190 | FIRE & LIFE SAFETY AMERICA | 8827 STAPLES MILL RD | RICHMOND | VA | 23228
FIR2021-00621 | 785-760-2751 | 9233 MAGELLAN PKWY Unit: B | 2021-10-15 | Issued | Commercial | Fire Protection Permit | Sprinkler System | FLSA shall install new sprinkler system per NFPA 13R standards - Re-Submitta 11/9/2021 - Sprinklers added/relocated due to change in floor plans and LVLs, change in pipe sizes,Hydraulic calculations revised. | 4443.75 | STANLEY MARTIN COMPANIES LLC | 11710 PLAZA AMERICA DR | RESTON | VA | 20190 | FIRE & LIFE SAFETY AMERICA | 8827 STAPLES MILL RD | RICHMOND | VA | 23228
FIR2021-00622 | 785-760-2751 | 9235 MAGELLAN PKWY Unit: A | 2021-10-15 | Issued | Commercial | Fire Protection Permit | Sprinkler System | FLSA shall install new sprinkler system per NFPA 13R standards - Re-Submitta 11/9/2021 - Sprinklers added/relocated due to change in floor plans and LVLs, change in pipe sizes,Hydraulic calculations revised. | 3275 | STANLEY MARTIN COMPANIES LLC | 11710 PLAZA AMERICA DR | RESTON | VA | 20190 | FIRE & LIFE SAFETY AMERICA | 8827 STAPLES MILL RD | RICHMOND | VA | 23228
FIR2021-00623 | 785-760-2751 | 9235 MAGELLAN PKWY Unit: B | 2021-10-15 | Issued | Commercial | Fire Protection Permit | Sprinkler System | FLSA shall install new sprinkler system per NFPA 13R standards - Re-Submitta 11/9/2021 - Sprinklers added/relocated due to change in floor plans and LVLs, change in pipe sizes,Hydraulic calculations revised. | 4443.75 | STANLEY MARTIN COMPANIES LLC | 11710 PLAZA AMERICA DR | RESTON | VA | 20190 | FIRE & LIFE SAFETY AMERICA | 8827 STAPLES MILL RD | RICHMOND | VA | 23228
FIR2021-00624 | 847-703-4371 | 6000 TECHNOLOGY BLVD | 2021-10-12 | Issued | Commercial | Fire Protection Permit | Fire Alarm | Install New Vesda Detection and Notification Devices for Data Hall 113 and associated UP rooms for tenant up-fit | 265000 | DPR CONSTRUCTION | 5500 COX ROAD | GLEN ALLEN | VA | 23060 | VSC FIRE & SECURITY INC | 9424-J ATLEE COMMERCE BLVD | ASHLAND | VA | 23005
FIR2021-00625 | 774-740-0801.001 | 2101 LIBBIE LAKE EAST ST | 2021-10-05 | Issued | Commercial | Fire Protection Permit | Fire Alarm | Installation of new Fire Alarm system devices in new tenant space. | 13317 | URBANCORE CONSTRUCTION LLC | 409 E MAIN ST | RICHMOND | VA | 23219 | JOHNSON CONTROL FIRE PROTECTION | 8555 MAGELLAN PKWY | RICHMOND | VA | 23227
FIR2021-00626 | 815-718-5710 | 4501 S LABURNUM AVE | 2021-10-07 | Finaled | Commercial | Fire Protection Permit | Sprinkler System | Rework existing sprinkler system to properly protect new tenant layout. | 4185 | EZRI BUILDERS | 2501 BRUCE ST | NORFOLK | VA | 23513 | ETEC FIRE PROTECTION | 3205 W MOORE ST | RICHMOND | VA | 23230
FIR2021-00628 | 750-764-0695 | 4480 COX RD | 2021-10-08 | Issued | Commercial | Fire Protection Permit | Fire Alarm | Modify existing fire alarm for tenant | 7740 | RIVERSTONE INC | 812 MOOREFIELD PARK DR | RICHMOND | VA | 23236 | ETEC FIRE PROTECTION | 3205 W MOORE ST | RICHMOND | VA | 23230
FIR2021-00634 | 737-751-0067 | 2238 JOHN ROLFE PKWY Unit: 11 | 2021-10-14 | Issued | Commercial | Fire Protection Permit | Fire Supression System | Install UL300 Wet agent fire suppression system n kitchen hood. | 6000 | B & L CONSTRUCTION INC | 390 BROSVILLE INDUSTRIAL RD | DANVILLE | VA | 24541 | C E BUTNER & SON INC | P O BOX 25598 | RICHMOND | VA | 23260
FIR2021-00635 | 769-737-3039 | 5801 BREMO RD | 2021-10-19 | Issued | Commercial | Fire Protection Permit | Sprinkler System | Modify existing Sprinkler for Pharmacy renovation. | 2470 | TAYLOR & PARRISH INC | 710 PERRY ST | RICHMOND | VA | 23224 | ETEC FIRE PROTECTION | 3205 W MOORE ST | RICHMOND | VA | 23230
FIR2021-00636 | 761-731-7854 | 5015 HUGUENOT RD | 2021-10-19 | Issued | Commercial | Fire Protection Permit | Sprinkler System | Rework existing sprinkler system to properly protect new tenant layout | 5430 | RGI GENERAL CONTRACTORS INC | 3805 GASKINS RD | HENRICO | VA | 23233 | ETEC FIRE PROTECTION | 3205 W MOORE ST | RICHMOND | VA | 23230
FIR2021-00637 | 750-764-0695 | 4480 COX RD | 2021-10-19 | Issued | Commercial | Fire Protection Permit | Sprinkler System | Rework existing sprinkler system to properly protect new tenant layout. | 15300 | RIVERSTONE INC | 812 MOOREFIELD PARK DR | RICHMOND | VA | 23236 | ETEC FIRE PROTECTION | 3205 W MOORE ST | RICHMOND | VA | 23230
FIR2021-00638 | 815-718-5710 | 4501 S LABURNUM AVE | 2021-10-21 | Issued | Commercial | Fire Protection Permit | Fire Supression System | Installing kithen fire suppression system under the hood as per code | 3500 | KAYWELL CONSTRUCTION CORP | 9204 BERGER RD | COLUMBIA | MD | 21046 | MCCM FIRE PROTECTION & EQUIP | 8700 WINDSOR MILL RD | BALTIMORE | MD | 21244
FIR2021-00638 | 815-718-5710 | 4501 S LABURNUM AVE | 2021-10-21 | Issued | Commercial | Fire Protection Permit | Fire Supression System | Installing kithen fire suppression system under the hood as per code | 3500 | KAYWELL CONSTRUCTION CORP | 9204 BERGER RD | COLUMBIA | MD | 21046 | MCCM FIRE PROTECTION & EQUIP | 8700 WINDSOR MILL RD | BALTIMORE | MD | 21244
FIR2021-00639 | 785-760-2751 | 9235 MAGELLAN PKWY Unit: A | 2021-10-18 | Issued | Commercial | Fire Protection Permit | Fire Alarm | Intall Fire Alarm | 1500 | STANLEY MARTIN HOMES LLC | DBA SM RICHMOND LLC | RESTON | VA | 20190 | FRANKLIN ELECTRIC COMPANY INC | 111 JULIAD CT | FREDERICKSBURG | VA | 22406
FIR2021-00640 | 767-751-2632 | 4665 WISTAR CREEK DR | 2021-10-18 | Issued | Commercial | Fire Protection Permit | Fire Alarm | Install Fire Alarm | 1500 | STANLEY MARTIN HOMES LLC | DBA SM RICHMOND LLC | RESTON | VA | 20190 | FRANKLIN ELECTRIC COMPANY INC | 111 JULIAD CT | FREDERICKSBURG | VA | 22406
FIR2021-00641 | 813-725-8764 | 5174 NINE MILE RD | 2021-10-15 | Issued | Commercial | Fire Protection Permit | Fire Alarm | We are adding 4 duct detectors to the existing fire alarm system. | 6500 | SUMMIT GENERAL CONTRACTORS | 605 RELIABILITY CIR | KNOXVILLE | TN | 37932 | MEDIA PLUMBING & HEATING | 4912 SHELL ROAD | VIRGINIA BEACH | VA | 23455
FIR2021-00642 | 748-762-8360 | 4222 COX RD | 2021-10-20 | Issued | Commercial | Fire Protection Permit | Sprinkler System | Rework existing sprinkler system due to new walls and ceilings | 13141 | RGI GENERAL CONTRACTORS INC | 3805 GASKINS RD | HENRICO | VA | 23233 | ETEC FIRE PROTECTION | 3205 W MOORE ST | RICHMOND | VA | 23230
FIR2021-00643 | 789-760-9939 | 8801 PARK CENTRAL DR | 2021-10-19 | Issued | Commercial | Fire Protection Permit | Sprinkler System | Modify existing Sprinkler for tenant | 3260 | RGI GENERAL CONTRACTORS INC | 3805 GASKINS RD | HENRICO | VA | 23233 | ETEC FIRE PROTECTION | 3205 W MOORE ST | RICHMOND | VA | 23230
FIR2021-00644 | 761-731-9193 | 6239 RIVER RD | 2021-10-21 | Issued | Commercial | Fire Protection Permit | Sprinkler System | Modify existing Sprinkler for tenant | 6330 | J&K PROJECT MANAGEMENT CONSULTANTS | 350 MCDONNELL ST | LEWISVILLE | TX | 75057 | ETEC FIRE PROTECTION | 3205 W MOORE ST | RICHMOND | VA | 23230
FIR2021-00646 | 785-760-2751 | 715 MCCORMICK FARM DR Unit: A | 2021-10-21 | Issued | Commercial | Fire Protection Permit | Underground Fire Line/Riser | Install 60.00 LF of 6" PVC Fireline to 1' above finish floor | 11050 | STANLEY MARTIN HOMES LLC | DBA SM RICHMOND LLC | RESTON | VA | 20190 | CASTLE EQUIPMENT CORP | 2000 BELLWOOD RD | RICHMOND | VA | 23237
FIR2021-00647 | 765-754-0992 | 7700 E PARHAM RD | 2021-10-22 | Issued | Commercial | Fire Protection Permit | Fire Alarm | Installation of new FA system devices as shown on contract drawings. This is an expansion of the existing FA Simplex system. | 21023 | COLONIAL WEBB CONTRACTORS CO | 2820 ACKLEY AVE | HENRICO | VA | 23228 | JOHNSON CONTROLS FIRE PROTECTION | 8555 MAGELLAN PKWY | RICHMOND | VA | 23227
FIR2021-00648 | 738-764-0203 | 11800 W BROAD ST | 2021-10-26 | Issued | Commercial | Fire Protection Permit | Fire Supression System | Re-Pipe UL300 wet agent fire suppresion system in kitchen hood to match new cooking layout. | 5000 | OWNER-TENANT | - | - | - | - | C E BUTNER & SON INC | P O BOX 25598 | RICHMOND | VA | 23260
FIR2021-00649 | 760-769-9631 | 6051 SPRINGFIELD RD | 2021-10-26 | Issued | Commercial | Fire Protection Permit | Fire Supression System | Install UL300 wet agent fire suppression system in kitchen hood. | 6000 | HALEY BUILDERS INC | 10102 WHITESEL RD | ASHLAND | VA | 23005 | C E BUTNER & SON INC | P O BOX 25598 | RICHMOND | VA | 23260
FIR2021-00651 | 742-760-4589.002 | 2200 OLD BRICK RD | 2021-10-25 | Issued | Commercial | Fire Protection Permit | Fire Alarm | Wire FA System per plans and specs | 9500 | GILBANE BULDING COMPANY | 3435 W LEIGH STREET | RICHMOND | VA | 23230 | TATE & HILL INC | 2812 DECATUR ST | RICHMOND | VA | 23224
FIR2021-00653 | 815-718-5710 | 4501 S LABURNUM AVE | 2021-10-28 | Finaled | Commercial | Fire Protection Permit | Sprinkler System | Relocate & add a Total of 4 Sprinkler Heads in Freezer & Cooler & Grill Area. | 1200 | KAYWELL CONSTRUCTION CORP | 9204 BERGER RD | COLUMBIA | MD | 21046 | QUICK ONE RESPONSE FIRE PROTECTION | 1542 GROSBEAK CT | WOODBRIDGE | VA | 22191
FIR2021-00653 | 815-718-5710 | 4501 S LABURNUM AVE | 2021-10-28 | Finaled | Commercial | Fire Protection Permit | Sprinkler System | Relocate & add a Total of 4 Sprinkler Heads in Freezer & Cooler & Grill Area. | 1200 | KAYWELL CONSTRUCTION CORP | 9204 BERGER RD | COLUMBIA | MD | 21046 | QUICK ONE RESPONSE FIRE PROTECTION | 1542 GROSBEAK CT | WOODBRIDGE | VA | 22191
FIR2021-00665 | 750-767-3526 | 10945 NUCKOLS RD | 2021-10-29 | Issued | Commercial | Fire Protection Permit | Underground Fire Line/Riser | Install fire line to 1' above FFE | 7500 | DOMINION CONSTRUCTION PARTNERS | 4198 COX RD, STE 107 | GLEN ALLEN | VA | 23060 | ROBERT M MARTIN ENTERPRISES | 16516 HAPPY HILL RD | S CHESTERFIELD | VA | 23834
FIR2021-00688 | 847-703-4371 | 6000 TECHNOLOGY BLVD | 2021-10-28 | Issued | Commercial | Fire Protection Permit | Fire Alarm | Remove Fire Alarm devices associated to removal of Stairwell in an existing building. Relocate Demo Smoke Detector to new storage room on 1st floor where stairwell used to be. | 3631.27 | COMPLETE RECYCLING & DEMOLITION LLC | 3568 HIGHWAY 41 | RINGGOLD | GA | 30736 | VSC FIRE & SECURITY INC | 9424-J ATLEE COMMERCE BLVD | ASHLAND | VA | 23005
MEC2019-03837 | 816-705-4345 | 2704 SEVEN HILLS BLVD | 2021-10-11 | Issued | Commercial | Mechanical Permit | Installation - New | Install new HV Units for New Shell Building | 183000 | BECKNELL SERVICES LLC | 4242 SOUTH 1ST AVE | LYONS | IL | 60534 | SOUTHERN AIR INC | 8428 OLD RICHFOOD RD | MECHANICSVILLE | VA | 23116
MEC2021-02261 | 748-763-6189 | 5000 DOMINION BLVD | 2021-10-05 | Issued | Commercial | Mechanical Permit | Installation - New | New Office building renovation | 1956423 | BARTON MALOW COMPANY | 1019 HULL ST | RICHMOND | VA | 23224 | ATLANTIC CONSTRUCTORS INC | 1401 BATTERY BROOKE PKWY | RICHMOND | VA | 23237
MEC2021-02406 | 736-750-5712 | 1854 ROLFE WAY | 2021-10-18 | Issued | Residential | Mechanical Permit | Replacement | REPLACE 70,000 BTU GAS FURNACE AND 2.5 TON A/C UNIT W/SAME NO DUCT WORK | 9800 | - | - | - | - | - | SERVICE EXPERTS | 8033 KIMWAY DR | RICHMOND | VA | 23228
MEC2021-02601 | 753-758-7318 | 9623 W BROAD ST | 2021-10-05 | Issued | Commercial | Mechanical Permit | Alteration | Furnish & install (1) 7 1/2 ton gas electric packaged Roof Top supply & return duct systems lay-in type Grilles & Registers | 30900 | - | - | - | - | - | COMFORT SYSTEMS INC | P O BOX 6415 | ASHLAND | VA | 23005
MEC2021-02611 | 735-766-9893 | 12337 HAWKSGATE LANDING CT | 2021-10-14 | Issued | Residential | Mechanical Permit | Installation - New | Install HVAC system in New SFD | 26225 | BOONE HOMES INC | 62 BROAD STREET RD | MANAKIN SABOT | VA | 23103 | FOSTER PLMBG & HEATING INC | P O BOX 35731 | RICHMOND | VA | 23235
MEC2021-02679 | 732-764-7831 | 3400 HAYDENPARK LN | 2021-10-22 | Issued | Commercial | Mechanical Permit | Alteration | Renovation of space for new OBGYN | 162790 | HEALTHCARE CONST MGMT | 7801 REDPINE RD STE J | N CHESTERFIELD | VA | 23227 | EMC MECHANICAL SERVICES | 1802 ELLEN RD | RICHMOND | VA | 23230
MEC2021-02706 | 793-738-5436 | 405 E LABURNUM AVE | 2021-10-27 | Issued | Commercial | Mechanical Permit | Replacement | Replace (1) 7.5 & 5 ton Gas/Ele Package units, like for like, modify existing duct work to fit new floor plan, run new gas piping to units. | 37000 | US2BG CONTRACTING LLC | 8100 HUNGARY RD | HENRICO | VA | 23060 | QUALITY FIRST MECHANICAL LLC | 310 CLINTON ROAD | CUMBERLAND | VA | 23040
MEC2021-02729 | 734-780-3377 | 12321 WYNDHAM WEST DR | 2021-10-04 | Finaled | Residential | Mechanical Permit | Installation - New | Install Prefab Gas Fireplace | 1000 | - | - | - | - | - | HEARTH AND HOME TECHNOLOGIES | 10126 HARRY J PARRISH BLVD | MANASSAS | VA | 20110
MEC2021-02739 | 761-731-9193 | 6239 RIVER RD | 2021-10-07 | Finaled | Commercial | Mechanical Permit | Other | Re-work ductwork and replace existing split system | 27337 | RGI GENERAL CONTRACTORS INC | 3805 GASKINS RD | HENRICO | VA | 23233 | MECHANICAL SOLUTIONS LLC | 2423 GRENOBLE RD | RICHMOND | VA | 23294
MEC2021-02741 | 764-767-1013 | 6529 LIDDY CIR | 2021-10-15 | Finaled | Residential | Mechanical Permit | Installation - New | Install prefab gas fireplace | 1000 | RYAN HOMES | 7501 BOULDERS VIEW DRIVE | RICHMOND | VA | 23225 | HEARTH AND HOME TECHNOLOGIES | 10126 HARRY J PARRISH BLVD | MANASSAS | VA | 20110
MEC2021-02742 | 766-768-9662 | 10598 LAMBETH RD | 2021-10-04 | Finaled | Residential | Mechanical Permit | Installation - New | Install air handler, electric heat drain pad,heat pump, pad, pumups, refrigerant piping, safety switches, supply and return duct work, filter grille & supply grille, new tstat. | 7990 | JAMES A FORD CONSTRUCTION CO. | 11100 FORD'S COUNTRY LA | GLEN ALLEN | VA | 23059 | WEST END MECHANICAL LLC | 1650 MOUNTAIN RD | GLEN ALLEN | VA | 23060
MEC2021-02743 | 752-761-1078 | 10812 ANNA MARIE WAY | 2021-10-05 | Finaled | Residential | Mechanical Permit | Alteration | Tye into existing gas piping rough in & connection for fireplace on screened porch | 850 | COMMONWEALTH HOME SOLUTIONS LLC | 10628 TOSTON LANE | GLEN ALLEN | VA | 23060 | EZZELL CONSTRUCTION | 16216 MOUNTAIN RD | MONTPELIER | VA | 23192
MEC2021-02744 | 793-740-0258 | 411 GRAYSON AVE | 2021-10-05 | Inspection | Residential | Mechanical Permit | Installation - New | install 3ton heat pump and duct work | 7950 | ABLE & DONE RIGHT INC | 8600 QUIOCCASIN RD | HENRICO | VA | 23229 | DESIGN AIR LLC | 9730 JEFFERSON DAVIS HWY | RICHMOND | VA | 23237
MEC2021-02745 | 777-749-6975 | 2619 LINCOLN AVE | 2021-10-05 | Issued | Residential | Mechanical Permit | Alteration | 3 TON HEAT PUMP SYSTEM WITH DUCT WORK FOR 2ND FLOOR. ONE 9000BTU DUCTLESS MINI-SPLIT HEAT PUMP FOR MASTER BEDROOM 1ST FLOOR. ONE 12000 BTU DUCTLESS MINI-SPLIT HEAT PUMP FOR FLORIDA ROOM 1ST FLOOR | 15070 | - | - | - | - | - | AIR-PRO MECHANICAL LLC | 2016 N HAMILTON ST | RICHMOND | VA | 23230
MEC2021-02746 | 737-766-7876 | 4505 BACOVA CLUB CT | 2021-10-06 | Issued | Residential | Mechanical Permit | Installation - New | Installing a HVAC system w/ductwork | 15000 | BRADFORD HOMES INC | PO BOX 3943 | RICHMOND | VA | 23235 | PIERCE MECHANICAL INC | PO BOX 3294 | CHESTER | VA | 23831
MEC2021-02747 | 737-766-7971 | 4501 BACOVA CLUB CT | 2021-10-06 | Issued | Residential | Mechanical Permit | Installation - New | Installing a HVAC system w/ductwork | 12000 | BRADFORD HOMES INC | PO BOX 3943 | RICHMOND | VA | 23235 | PIERCE MECHANICAL INC | PO BOX 3294 | CHESTER | VA | 23831
MEC2021-02748 | 737-766-7789 | 4513 BACOVA CLUB CT | 2021-10-06 | Finaled | Residential | Mechanical Permit | Installation - New | Install Prefab Gas Fireplace | 1000 | BRADFORD HOMES INC | PO BOX 3943 | RICHMOND | VA | 23235 | HEARTH AND HOME TECHNOLOGIES | 10126 HARRY J PARRISH BLVD | MANASSAS | VA | 20110
MEC2021-02749 | 736-762-7338 | 11845 W BROAD ST | 2021-10-08 | Inspection | Commercial | Mechanical Permit | Alteration | Existing two roof top units, modify some ductwork/ branches/ rg&d's. install two bathroom exhaust fans and exhaust duct, install one exhaust fan for the oven type II | 30000 | CONSTRUCTION PARTNERS | 3101 BROWNS MILL RD STE 6 #119 | JOHNSTON CITY | TN | 37604 | PARS HVAC | 22800 EXECUTIVE DRIVE | STERLING | VA | 20166
MEC2021-02750 | 752-739-7155 | 531 WILLOWTREE DR | 2021-10-07 | Issued | Residential | Mechanical Permit | Gas Piping | Install natural gas piping to outdoor fireplace | 2200 | WOODWARD | 531 WILLOWTREE DR | HENRICO | VA | 23229 | RICHMOND MECHANICAL SERVICE INC | 8801 FOREST HILL AVE | RICHMOND | VA | 23235
MEC2021-02751 | 767-741-8651 | 6431 HORSEPEN RD | 2021-10-15 | Issued | Residential | Mechanical Permit | Installation - New | Install prefab gas fireplace | 1000 | VERTICAL BUILDERS | 3700 WEST END DRIVE | HENRICO | VA | 23 | HEARTH AND HOME TECHNOLOGIES | 10126 HARRY J PARRISH BLVD | MANASSAS | VA | 20110
MEC2021-02752 | 803-738-4883 | 2207 DRUMMOND DR | 2021-10-07 | Issued | Residential | Mechanical Permit | Installation - New | new work | 5000 | - | - | - | - | - | - | - | - | - | -
MEC2021-02753 | 803-738-6985 | 2211 DRUMMOND DR | 2021-10-07 | Issued | Residential | Mechanical Permit | Installation - New | new work | 5000 | - | - | - | - | - | - | - | - | - | -
MEC2021-02754 | 803-738-5883 | 2209 DRUMMOND DR | 2021-10-07 | Issued | Residential | Mechanical Permit | Installation - New | INSTALL HVAC IN NEW DWELLING | 5000 | D S FLIP LLC | 121 N LINDEN AVE | HENRICO | VA | 23075 | - | - | - | - | -
MEC2021-02755 | 776-753-3688 | 2311 LOURDES RD | 2021-10-08 | Issued | Residential | Mechanical Permit | Installation - New | gas furnace, AC, ductwork | 13255 | KITTRELL COMPANY | 6327 MALLORY DR | HENRICO | VA | 23226 | RIVER CITY HEATING & AIR INC | 6404 MALLORY DR | RICHMOND | VA | 23226
MEC2021-02756 | 735-777-1052 | 5759 POUNCEY TRACT RD | 2021-10-08 | Issued | Residential | Mechanical Permit | Installation - New | gas furnace, AC, ductwork | 27430 | KITTRELL COMPANY | 6327 MALLORY DR | HENRICO | VA | 23226 | RIVER CITY HEATING & AIR INC | 6404 MALLORY DR | RICHMOND | VA | 23226
MEC2021-02757 | 841-700-1839 | 6713 WHITELAKE DR | 2021-10-08 | Issued | Residential | Mechanical Permit | Installation - New | Install (2) heat pump systems, including ductwork | 15800 | WILLIAMS GENERAL CONTRACTOR LLC | 9101 CARDINAL CREEK DR | MECHANICSVILLE | VA | 23116 | ADAMS HEATING & AC CORP | 5770 HULL ST | RICHMOND | VA | 23224
MEC2021-02758 | 744-734-4809 | 300 HOLLYPORT RD | 2021-10-08 | Issued | Residential | Mechanical Permit | Other | Installing heatpump system , including ductwork | 9150 | JAMES RIVER CONSTRUCTION LLC | 8728 FOREST HILL AVE | RICHMOND | VA | 23235 | ADAMS HEATING & AC CORP | 5770 HULL ST | RICHMOND | VA | 23224
MEC2021-02759 | 814-700-5257 | 2400 DISTRIBUTION DR | 2021-10-11 | Finaled | Commercial | Mechanical Permit | Alteration | Install refrigeration equipment for food distribution. | 125000 | ESSENTIAL CONST & MAINTENANCE SER | 935 HWY 124 SUITE 211 | BRASSELTN | GA | 30517 | BROAD REACH MECHANICAL LLC | BOX 3390 | CHESTER | VA | 23831
MEC2021-02760 | 761-731-7854 | 5015 HUGUENOT RD | 2021-10-18 | Issued | Commercial | Mechanical Permit | Alteration | Install thermostat, metal duct, suppy and return diffusers, vav diffusers and dampers | 44520 | RGI GENERAL CONTRACTORS INC | 3805 GASKINS RD | HENRICO | VA | 23233 | MECHANICAL SOLUTIONS LLC | 2424 GRENOBLE RD | RICHMOND | VA | 23294
MEC2021-02761 | 820-689-5192 | 7735 JARWIN LANE | 2021-10-11 | Finaled | Residential | Mechanical Permit | Installation - New | Install prefab gas fireplace | 1000 | J W SULLIVAN CONSTRUCTION INC | 14112 SPRUCE AVE | CHESTER | VA | 23836 | HEARTH AND HOME TECHNOLOGIES | 10126 HARRY J PARRISH BLVD | MANASSAS | VA | 20110
MEC2021-02762 | 747-769-2742 | 5101 ALDEN PARKE CIR | 2021-10-11 | Issued | Residential | Mechanical Permit | Installation - New | Install prefab gas fireplace | 1000 | LEGAULT HOMES LLC | 11520 NUCKOLS RD | GLEN ALLEN | VA | 23059 | HEARTH AND HOME TECHNOLOGIES | 10126 HARRY J PARRISH BLVD | MANASSAS | VA | 20110
MEC2021-02763 | 731-764-8575 | 396 ARMITAGE WALK Unit: B | 2021-10-12 | Finaled | Commercial | Mechanical Permit | Installation - New | Install 2nd prefab gas fireplace | 1000 | - | - | - | - | - | HEARTH AND HOME TECHNOLOGIES | 10126 HARRY J PARRISH BLVD | MANASSAS | VA | 20110
MEC2021-02764 | 786-751-4847 | 5620 MOSS SIDE AVE | 2021-10-11 | Issued | Residential | Mechanical Permit | Installation - New | Installation of HVAC system and duct work | 5431.2 | RIDGE HOMES LLC | 5319 WYTHE AVE | HENRICO | VA | 23226 | AIR FLOW HEATING & COOL LLC | 530-D SOUTHLAKE BLVD | NORTH CHESTERFIELD | VA | 23236
MEC2021-02765 | 769-747-0270 | 5301 GLENSIDE DR | 2021-10-11 | Issued | Residential | Mechanical Permit | Installation - New | Installation of HVAC system and duct work | 4833.6 | RIDGE HOMES LLC | 5319 WYTHE AVE | HENRICO | VA | 23226 | AIR FLOW HEATING & COOL LLC | 530-D SOUTHLAKE BLVD | NORTH CHESTERFIELD | VA | 23236
MEC2021-02766 | 769-747-0163 | 5305 GLENSIDE DR | 2021-10-11 | Issued | Residential | Mechanical Permit | Installation - New | Installation of HVAC system and duct work | 4833.6 | RIDGE HOMES LLC | 5319 WYTHE AVE | HENRICO | VA | 23226 | AIR FLOW HEATING & COOL LLC | 530-D SOUTHLAKE BLVD | NORTH CHESTERFIELD | VA | 23236
MEC2021-02767 | 782-757-7418 | 1407 HUNGARY RD | 2021-10-11 | Issued | Residential | Mechanical Permit | Installation - New | Installation of HVAC system and duct work | 4833.6 | RIDGE HOMES LLC | 5319 WYTHE AVE | HENRICO | VA | 23226 | AIR FLOW HEATING & COOL LLC | 530-D SOUTHLAKE BLVD | NORTH CHESTERFIELD | VA | 23236
MEC2021-02768 | 782-757-8811 | 1403 HUNGARY RD | 2021-10-11 | Issued | Residential | Mechanical Permit | Installation - New | Installation of HVAC system and duct work | 4833.6 | RIDGE HOMES LLC | 5319 WYTHE AVE | HENRICO | VA | 23226 | AIR FLOW HEATING & COOL LLC | 530-D SOUTHLAKE BLVD | NORTH CHESTERFIELD | VA | 23236
MEC2021-02769 | 742-739-5398 | 9725 COLONY BLUFF DR | 2021-10-11 | Issued | Residential | Mechanical Permit | Installation - New | Install Quy 2 Prefab Gas Fireplaces | 2000 | COLONIAL HOMECRAFTER LTD | 1791 CAMBRIDE DR | HENRICO | VA | 23233 | HEARTH AND HOME TECHNOLOGIES | 10126 HARRY J PARRISH BLVD | MANASSAS | VA | 20110
MEC2021-02770 | 742-738-8179 | 9607 SLOMAN PL | 2021-10-11 | Finaled | Residential | Mechanical Permit | Gas Piping | Run natural gas piping to grill | 1481 | ELMAN S CONTRACTORS | 9017 ARCHWIND CT | N CHESTERFIELD | VA | 23236 | BREMAC INC | 8133 MECHANICSVILLE TPK | MECHANICSVILLE | VA | 23111
MEC2021-02771 | 750-760-8220 | 10184 W BROAD ST | 2021-10-12 | Inspection | Commercial | Mechanical Permit | Installation - New | Install UL calls 710 20' x 48" x 24" Model - EO - FPSP Kitchen Hood. - Install UL calls 710 20'X48"X24" Model - EO-FPSP Kitchen Hood**AMEND-10/14/21-add gas connection to kitchen equipment-hook up to Richmond DPU NG meter-equipment consist of piping UL 710 kitchen hood-griddle-gas fryers-stock pot-gas range-convection oven** | 15000 | GENESIS SERVICES CORP | 2211 E PARHAM RD | RICHMOND | VA | 23228 | CARTER DIVERSIFIED INCORPORATED | 224 GAWAIN DRIVE | RICHMOND | VA | 23223
MEC2021-02772 | 759-742-5460 | 1401 SEVERN RD | 2021-10-12 | Issued | Residential | Mechanical Permit | Installation - New | Install 2 full duct systems, Install 2 heat pump split systems. | 18000 | BUILD RE BUILD LLC | 2234 FORGE RD | TOANO | VA | 23168 | TAYLOR CONSTRUCTION SERVICES HTG/AC | 8500 PERRYMONT RD | RICHMOND | VA | 23237
MEC2021-02773 | 742-755-6814 | 2330 LOREINE'S LANDING LN | 2021-10-12 | Issued | Residential | Mechanical Permit | Replacement | Removing all existing equip/duct work and installing new | 33000 | EAGLE CONSTRUCTION OF VA LLC | 2250 OLD BRICK RD | GLEN ALLEN | VA | 23060 | PREMIER HEATING & COOLING INC | 8445 ELLERSON DRIVE | MIDLOTHIAN | VA | 23111
MEC2021-02774 | 809-732-8336 | 3804 PURPLE HAZE CT | 2021-10-13 | Issued | Residential | Mechanical Permit | Installation - New | Install New HVAC System | 7300 | RYAN HOMES | 7501 BOULDERS VIEW DRIVE | RICHMOND | VA | 23225 | AIRMATE | 803 E NINEMILE RD | HENRICO | VA | 23075
MEC2021-02775 | 810-732-3726 | 3905 ROSEMALLOW PL | 2021-10-13 | Issued | Residential | Mechanical Permit | Installation - New | Install New HVAC System | 6500 | RYAN HOMES | 7501 BOULDERS VIEW DRIVE | RICHMOND | VA | 23225 | AIRMATE | 803 E NINEMILE RD | HENRICO | VA | 23075
MEC2021-02776 | 777-739-4437 | 2289 DABNEY RD | 2021-10-13 | Issued | Commercial | Mechanical Permit | Alteration | (2) Split Systems, (1) Fan, (1) Louver, Diffusers, Piping & Ductwork | 109000 | PIECE MANAGEMENT INC | 117 SOUTH 2ND ST | NEW HYDE PARK | NY | 11041 | MECHANICAL DESIGN SYSTEMS | 6302 AARON LANE | CLINTON | MD | 20735
MEC2021-02777 | 777-739-4437 | 2289 DABNEY RD | 2021-10-13 | Issued | Commercial | Mechanical Permit | Alteration | (4) Split Systems, (1) Mini Split, (1) Fan, Diffusers, Fire and Motorized Dampers and Ductwork | 199700 | PIECE MANAGEMENT INC | 117 SOUTH 2ND ST | NEW HYDE PARK | NY | 11041 | MECHANICAL DESIGN SYSTEMS | 6302 AARON LANE | CLINTON | MD | 20735
MEC2021-02778 | 742-734-7590 | 319 CHESWICK LN | 2021-10-13 | Inspection | Residential | Mechanical Permit | Installation - New | Duct work 2 ton heat pump | 7000 | KRICKOVIC & ZIEGLER | 9502 CHAMBERLAYNE RD SUITE 4 | MECHANCSVILLE | VA | 23116 | H & H HEATING & AIR | 1556 WHIPPOORWILL RD | RICHMOND | VA | 23233
MEC2021-02780 | 824-691-0399 | 6933 SIR GALAHAD RD | 2021-10-21 | Finaled | Residential | Mechanical Permit | Installation - New | Install Prefab Gas Fireplace | 1000 | BOYD CORPORATION | 544 NEWTOWN RD | VIRGINIA BEACH | VA | 23462 | HEARTH AND HOME TECHNOLOGIES | 10126 HARRY J PARRISH BLVD | MANASSAS | VA | 20110
MEC2021-02781 | 824-692-4520 | 6957 SIR GALAHAD RD | 2021-10-21 | Issued | Residential | Mechanical Permit | Installation - New | Install Prefab Gas Fireplace | 1000 | BOYD CORPORATION | 544 NEWTOWN RD | VIRGINIA BEACH | VA | 23462 | HEARTH AND HOME TECHNOLOGIES | 10126 HARRY J PARRISH BLVD | MANASSAS | VA | 20110
MEC2021-02782 | 824-692-3913 | 6953 SIR GALAHAD RD | 2021-10-21 | Issued | Residential | Mechanical Permit | Installation - New | Install Prefab Gas Fireplace | 1000 | BOYD CORPORATION | 544 NEWTOWN RD | VIRGINIA BEACH | VA | 23462 | HEARTH AND HOME TECHNOLOGIES | 10126 HARRY J PARRISH BLVD | MANASSAS | VA | 20110
MEC2021-02783 | 744-760-7007 | 121 WELLIE HILL PL Unit: B | 2021-10-21 | Issued | Residential | Mechanical Permit | Installation - New | Install Prefab Gas Fireplace | 1000 | - | - | - | - | - | HEARTH AND HOME TECHNOLOGIES | 10126 HARRY J PARRISH BLVD | MANASSAS | VA | 20110
MEC2021-02784 | 744-760-7007 | 123 WELLIE HILL PL Unit: B | 2021-10-21 | Issued | Commercial | Mechanical Permit | Installation - New | Install Prefab Gas Fireplace | 1000 | - | - | - | - | - | HEARTH AND HOME TECHNOLOGIES | 10126 HARRY J PARRISH BLVD | MANASSAS | VA | 20110
MEC2021-02785 | 744-760-7007 | 127 WELLIE HILL PL Unit: B | 2021-10-21 | Issued | Commercial | Mechanical Permit | Installation - New | Install Prefab Gas Fireplace | 1000 | - | - | - | - | - | HEARTH AND HOME TECHNOLOGIES | 10126 HARRY J PARRISH BLVD | MANASSAS | VA | 20110
MEC2021-02786 | 737-751-0067 | 2238 JOHN ROLFE PKWY Unit: 11 | 2021-10-19 | Issued | Commercial | Mechanical Permit | Alteration | Install 3 RTU, Captiveair fans & hood, made up all unit. Install smoke for both RTU's, grease duct and fire wrap neeed per plan supply & return per plan, bathroom exhaut fans. | 45000 | B & L CONSTRUCTION INC | 390 BROSVILLE INDUSTRIAL RD | DANVILLE | VA | 24541 | CROSS CREEK MECHANICAL | 12733 OAK LAKE CT STE C | MIDLOTHIAN | VA | 23112
MEC2021-02787 | 802-735-1230 | 3806 RONNIE AVE | 2021-10-14 | Inspection | Residential | Mechanical Permit | Installation - New | Install 1.5 ton heat pump system & duct work in addition. | 4000 | M ANDERSON CONSTRUCTION LLC | PO BOX 9921 | HENRICO | VA | 23228 | BARRY'S HOME COMFORT | 207 SILVER MEADOWS CT. | SANDSTON | VA | 23150
MEC2021-02788 | 815-718-5710 | 4501 S LABURNUM AVE | 2021-10-21 | Issued | Commercial | Mechanical Permit | Alteration | Installation of GRD's & kitchen hood fans; air curtain; all associated ductwork & installation | 55000 | TOM RECTENWALD CONSTRUCTION INC | 110 N JEFFERSON ST | ZELIENOPLE | PA | 16063 | GREEN AIR INC | 11250 HOPSON RD, STE B | ASHLAND | VA | 23005
MEC2021-02789 | 781-748-0128 | 2102 KENWOOD AVE | 2021-10-15 | Issued | Residential | Mechanical Permit | Installation - New | Install 3 1/2 ton heat pump with 15kw heat kit & ductwork | 9000 | HUNNICUT & STEVENS | 7374 CREIGHTON PKWY STE 202 | MECHANICSVILLE | VA | 23111 | OLD MILL MECHANICAL HEATING & CLG | P.O. BOX 328 | PROVIDENCE FORGE | VA | 23140
MEC2021-02790 | 743-779-7507 | 5909 LEABROOK WAY | 2021-10-27 | Issued | Residential | Mechanical Permit | Installation - New | Install prefab gas fireplace | 1000 | - | - | - | - | - | HEARTH AND HOME TECHNOLOGIES | 10126 HARRY J PARRISH BLVD | MANASSAS | VA | 20110
MEC2021-02791 | 811-700-7418 | 6813 CORNELIUS CT | 2021-10-21 | Issued | Residential | Mechanical Permit | Installation - New | Install New HVAC System | 9500 | EASTWOOD HOMES OF RICHMOND LLC | 10800 MIDLOTHIAN TURNPIKE | RICHMOND | VA | 23235 | AIRMATE | 803 E NINEMILE RD | HENRICO | VA | 23075
MEC2021-02792 | 818-704-6789 | 2890 SEVEN HILLS BLVD | 2021-10-20 | Issued | Commercial | Mechanical Permit | Alteration | Installation of (1) Electric Unit heater; (1) Exhaust fan; (2) louvers; required ductwork insulation | 7500 | M L BELL CONSTRUCTION LLC | 11008 RICHARDSON RD | ASHLAND | VA | 23005 | GREEN AIR INC | 11250 HOPSON RD, STE B | ASHLAND | VA | 23005
MEC2021-02793 | 745-734-3368 | 9014 NORWICK RD | 2021-10-19 | Issued | Residential | Mechanical Permit | Alteration | Install (1) Heat Pump w/Ductwork in the addition. | 7000 | - | - | - | - | - | CLASSIC COMFORT LLC | 1731 DOUTHIT CT | POWHATAN | VA | 23139
MEC2021-02794 | 816-725-6198 | 5610 JEFFERSON ST | 2021-10-19 | Issued | Residential | Mechanical Permit | Installation - New | Installing 1 Heat Pump & ductwork | 4765 | - | - | - | - | - | AUTOMATED AIR SYSTEMS INC | 1723 RHOADMILLER ST | RICHMOND | VA | 23220
MEC2021-02795 | 815-726-2108 | 5 ORAMS LN | 2021-10-19 | Issued | Residential | Mechanical Permit | Installation - New | Installing 1 Heat Pump & Ductwork | 5320 | - | - | - | - | - | AUTOMATED AIR SYSTEMS INC | 1723 RHOADMILLER ST | RICHMOND | VA | 23220
MEC2021-02796 | 815-726-1919 | 7 ORAMS LN | 2021-10-19 | Issued | Commercial | Mechanical Permit | Installation - New | Installing 1 Heat Pump & Ductwork | 4765 | - | - | - | - | - | AUTOMATED AIR SYSTEMS INC | 1723 RHOADMILLER ST | RICHMOND | VA | 23220
MEC2021-02797 | 815-726-2131 | 11 ORAMS LN | 2021-10-19 | Issued | Residential | Mechanical Permit | Installation - New | Installing 1 Heat Pump & Ductwork | 5320 | - | - | - | - | - | AUTOMATED AIR SYSTEMS INC | 1723 RHOADMILLER ST | RICHMOND | VA | 23220
MEC2021-02798 | 815-727-2401 | 21 ORAMS LN | 2021-10-19 | Issued | Residential | Mechanical Permit | Installation - New | Installing 1 Heat Pump & Ductwork | 5320 | - | - | - | - | - | AUTOMATED AIR SYSTEMS INC | 1723 RHOADMILLER ST | RICHMOND | VA | 23220
MEC2021-02799 | 733-775-0250 | 12408 WILLSCOTT PL | 2021-10-19 | Issued | Residential | Mechanical Permit | Installation - New | Installation of HVAC System and ductwork | 16833.6 | PERKINSON HOMES, INC | 15919 ALSDELL RD | MIDLOTHIAN | VA | 23112 | AIR FLOW HEATING & COOL LLC | 554-A SOUTHLAKE BLVD | NORTH CHESTERFIELD | VA | 23236
MEC2021-02803 | 781-774-1208 | 10878 HARVEST MILL PL | 2021-10-20 | Issued | Residential | Mechanical Permit | Installation - New | 1st floor: Gas furn w/3 Ton AC, 2nd floor: 3 Ton HP | 13977.5 | LIFESTYLE HOME BUILDERS | 4561 LIFESTYLE LANE | MIDLOTHIAN | VA | 23112 | PREMIER HEATING & COOLING INC | 8445 ELLERSON DRIVE | MIDLOTHIAN | VA | 23111
MEC2021-02805 | 746-765-5855 | 4601 SADLER GROVE WAY | 2021-10-20 | Inspection | Residential | Mechanical Permit | Installation - New | duct work for addition | 500 | - | - | - | - | - | OWNER | - | - | - | -
MEC2021-02806 | 730-761-3963 | 13612 SOVEREIGN CT | 2021-10-21 | Issued | Residential | Mechanical Permit | Alteration | Adding 2 - 3 diffusers from existing unit to serve addition | 550 | COASTAL CONTRACTING OF VA, INC | 4908 J DOMINION BLVD | GLEN ALLEN | VA | 23060 | C3 HEATING & AIR | 7801 REDPINE RD STE. F | RICHMOND | VA | 23237
MEC2021-02807 | 729-755-1848 | 12609 WILDE LAKE CT | 2021-10-21 | Issued | Residential | Mechanical Permit | Replacement | Installation of Heat Pump with Duct Work | 10443 | PROFESSIONAL RESTORATION SERVICES | 4965 COX RD | GLEN ALLEN | VA | 23060 | W G SPEEKS INC | 10711 PAULBROOK DRIVE | MIDLOTHIAN | VA | 23112
MEC2021-02808 | 811-699-4699 | 6821 CORNELIUS CT | 2021-10-26 | Issued | Residential | Mechanical Permit | Installation - New | Install new HVAC System | 8200 | EASTWOOD HOMES OF RICHMOND LLC | 10800 MIDLOTHIAN TURNPIKE | RICHMOND | VA | 23235 | AIRMATE | 803 E NINEMILE RD | HENRICO | VA | 23075
MEC2021-02809 | 822-691-7039 | 6808 SIR GALAHAD CT | 2021-10-21 | Issued | Residential | Mechanical Permit | Installation - New | Installing 2 Gas/AC & Ductwork | 9691 | BOYD CORPORATION | 544 NEWTOWN RD | VIRGINIA BEACH | VA | 23462 | AUTOMATED AIR SYSTEMS INC | 1723 RHOADMILLER ST | RICHMOND | VA | 23220
MEC2021-02810 | 824-693-3720 | 7005 SIR GALAHAD RD | 2021-10-21 | Issued | Residential | Mechanical Permit | Installation - New | Installing 2 Gas/AC & Ductwork | 10104 | BOYD CORPORATION | 544 NEWTOWN RD | VIRGINIA BEACH | VA | 23462 | AUTOMATED AIR SYSTEMS INC | 1723 RHOADMILLER ST | RICHMOND | VA | 23220
MEC2021-02811 | 824-691-0399 | 6933 SIR GALAHAD RD | 2021-10-21 | Issued | Residential | Mechanical Permit | Installation - New | Installing 1 Gas/AC & Ductwork | 6463 | BOYD CORPORATION | 544 NEWTOWN RD | VIRGINIA BEACH | VA | 23462 | AUTOMATED AIR SYSTEMS INC | 1723 RHOADMILLER ST | RICHMOND | VA | 23220
MEC2021-02812 | 782-757-7418 | 1407 HUNGARY RD | 2021-10-27 | Finaled | Residential | Mechanical Permit | Installation - New | Install prefab propane fireplace | 1000 | RIDGE HOMES LLC | 5319 WYTHE AVE | HENRICO | VA | 23226 | HEARTH AND HOME TECHNOLOGIES | 10126 HARRY J PARRISH BLVD | MANASSAS | VA | 20110
MEC2021-02813 | 745-734-0884 | 9019 NORWICK RD | 2021-10-25 | Finaled | Residential | Mechanical Permit | Installation - New | To install (1) Heat Pump into the upstairs Master Bedroom - w/any duct needed. | 7000 | HOMEKEEPERS LLC | 8501 PATTERSON AVE | RICHMOND | VA | 23229 | CLASSIC COMFORT LLC | 1731 DOUTHIT CT | POWHATAN | VA | 23139
MEC2021-02815 | 743-732-2969 | 512 WALSING DR | 2021-10-21 | Issued | Residential | Mechanical Permit | Installation - New | Installation of HVAC System and Ductwork | 21112.2 | PERKINSON HOMES, INC | 15919 ALSDELL RD | MIDLOTHIAN | VA | 23112 | AIR FLOW HEATING & COOL LLC | 554-A SOUTHLAKE BLVD | NORTH CHESTERFIELD | VA | 23236
MEC2021-02816 | 774-740-5174 | 2363 ROUX ST | 2021-10-22 | Issued | Commercial | Mechanical Permit | Alteration | Provide & install 7.5 Ton RTU. thermostat, fabricate & install metal duct, supply, return air diffusers, dryer vent duct, install gas line from existing gas stub to new unit, exhaust fans. | 30122 | EMERALD CONSTRUCTION CO | 2219 DABNEY RD | RICHMOND | VA | 23230 | MECHANICAL SOLUTIONS LLC | 2423 GRENOBLE RD | RICHMOND | VA | 23294
MEC2021-02817 | 742-760-4589.002 | 2200 OLD BRICK RD | 2021-10-25 | Issued | Commercial | Mechanical Permit | Alteration | Install new RTUs, VAVs, Ductless Split System, Exhaust Fan, and associated ductwork per plans submitted by GC. | 216252 | GILBANE BULDING COMPANY | 3435 W LEIGH STREET | RICHMOND | VA | 23230 | OLD DOMINION MECHANICAL | 800 W LEIGH ST | RICHMOND | VA | 23220
MEC2021-02818 | 733-776-4433 | 12324 HAYBROOK LN | 2021-10-25 | Issued | Residential | Mechanical Permit | Installation - New | Install Fireplace 43" vent free (42") 38,000 BTU/Natural Gas no gas piping. | 2600 | PERKINSON HOMES INC | 3541 EVERSHOT DR | MIDLOTHIAN | VA | 23112 | CLASSIC COMFORT LLC | 1731 DOUTHIT CT | POWHATAN | VA | 23139
MEC2021-02819 | 823-692-6487 | 6945 HAPSBURG LN | 2021-10-25 | Finaled | Residential | Mechanical Permit | Installation - New | Install Prefab Gas Fireplace | 1000 | BOYD CORPORATION | 544 NEWTOWN RD | VIRGINIA BEACH | VA | 23462 | HEARTH AND HOME TECHNOLOGIES | 10126 HARRY J PARRISH BLVD | MANASSAS | VA | 20110
MEC2021-02820 | 786-750-5591 | 5528 MOSS SIDE AVE | 2021-10-25 | Issued | Residential | Mechanical Permit | Installation - New | Installing 1 Heat Pump & Ductwork | 6355 | - | - | - | - | - | AUTOMATED AIR SYSTEMS INC | 1723 RHOADMILLER ST | RICHMOND | VA | 23220
MEC2021-02822 | 773-749-4418 | 7133 STAPLES MILL RD | 2021-10-26 | Issued | Commercial | Mechanical Permit | Installation - New | To provide & install equipment per mechanical schedule Dated 4/7/21: (1) PTAK unit (2) exhaust fans (2) wall beaters and, install as plans specify. | 6000 | FASTRAC GENERAL CONTRACTORS INC | 1141 JEFFERSON GREEN CIR | MIDLOTHIAN | VA | 23113 | CLASSIC COMFORT LLC | 1731 DOUTHIT CT | POWHATAN | VA | 23139
MEC2021-02823 | 744-758-9648 | 11317 ANNA WAY | 2021-10-26 | Issued | Residential | Mechanical Permit | Installation - New | add 1-zone, 2-ton mini-split | 2000 | - | - | - | - | - | - | - | - | - | -
MEC2021-02825 | 801-729-9926 | 2801 HARTMAN ST | 2021-10-27 | Issued | Residential | Mechanical Permit | Installation - New | Install new HVAC system with new duct work for renovation. | 7500 | HENDRICKS | 2801 HARTMAN ST | HENRICO | VA | 23223 | HENDRICKS | 2801 HARTMAN ST | HENRICO | VA | 23223
MEC2021-02826 | 758-733-7658 | 7102 RIVER RD | 2021-10-29 | Issued | Residential | Mechanical Permit | Installation - New | Installing a HVAC system with duct work to the first & seond floors | 13000 | CENTER CREEK BUILDERS LLC | 11 S 12TH STREET | RICHMOND | VA | 23219 | PIERCE MECHANICAL INC | PO BOX 3294 | CHESTER | VA | 23831
MEC2021-02827 | 776-747-0192 | 2916 PINEHURST RD | 2021-10-28 | Issued | Residential | Mechanical Permit | Installation - New | Install heat pump and duct work due to fire damage. | 8900 | CAPITAL CONSTRUCTION SERVICES INC | 601 MOOREFIELD PARK DR | N. CHESTERFIELD | VA | 23236 | ACORS & GRIFFITH HEATING & AC | 1603 DARBYTOWN RD | HENRICO | VA | 23231
MEC2021-02831 | 739-737-3216 | 9919 KINGSBRIDGE RD | 2021-10-28 | Issued | Residential | Mechanical Permit | Installation - New | Install heat pump with duct work for master bedroom. Add mini-splits in basement. Install gas furnace on 1st floor | 20000 | THOMPSON - OWNER | 1390 B BROAD STREET RD | OILVILLE | VA | 23129 | W G SPEEKS INC | 10711 PAULBROOK DRIVE | MIDLOTHIAN | VA | 23112
MEC2021-02832 | 809-731-9663 | 3833 PURPLE HAZE CT | 2021-10-29 | Issued | Residential | Mechanical Permit | Installation - New | Install new HVAC system. | 6500 | RYAN HOMES | 7501 BOULDERS VIEW DRIVE | RICHMOND | VA | 23225 | AIR MATE INCORPORATED | 803 E NINE MILE RD | HIGHLAND SPRINGS | VA | 23075
MEC2021-02833 | 785-760-2751 | 701 MCCORMICK FARM DR Unit: A | 2021-10-29 | Issued | Commercial | Mechanical Permit | Installation - New | Install HVAC system for New SFD | 7900 | STANLEY MARTIN HOMES | 5030 SADLER PLACE STE 101 | GLEN ALLEN | VA | 23059 | FOSTER PLMBG & HEATING INC | P O BOX 35731 | RICHMOND | VA | 23235
MEC2021-02834 | 785-760-2751 | 701 MCCORMICK FARM DR Unit: B | 2021-10-29 | Issued | Commercial | Mechanical Permit | Installation - New | Install HVAC system for New SFD | 7900 | STANLEY MARTIN HOMES | 5030 SADLER PLACE STE 101 | GLEN ALLEN | VA | 23059 | FOSTER PLMBG & HEATING INC | P O BOX 35731 | RICHMOND | VA | 23235
MEC2021-02835 | 785-760-2751 | 703 MCCORMICK FARM DR Unit: A | 2021-10-29 | Issued | Commercial | Mechanical Permit | Installation - New | Install HVAC system for New SFD | 7900 | STANLEY MARTIN HOMES | 5030 SADLER PLACE STE 101 | GLEN ALLEN | VA | 23059 | FOSTER PLMBG & HEATING INC | P O BOX 35731 | RICHMOND | VA | 23235
MEC2021-02836 | 785-760-2751 | 703 MCCORMICK FARM DR Unit: B | 2021-10-29 | Issued | Commercial | Mechanical Permit | Installation - New | Install HVAC system for New SFD | 7900 | STANLEY MARTIN HOMES | 5030 SADLER PLACE STE 101 | GLEN ALLEN | VA | 23059 | FOSTER PLMBG & HEATING INC | P O BOX 35731 | RICHMOND | VA | 23235
MEC2021-02837 | 785-760-2751 | 705 MCCORMICK FARM DR Unit: A | 2021-10-29 | Issued | Commercial | Mechanical Permit | Installation - New | Install HVAC system for New SFD | 7900 | STANLEY MARTIN HOMES | 5030 SADLER PLACE STE 101 | GLEN ALLEN | VA | 23059 | FOSTER PLMBG & HEATING INC | P O BOX 35731 | RICHMOND | VA | 23235
MEC2021-02838 | 785-760-2751 | 705 MCCORMICK FARM DR Unit: B | 2021-10-29 | Issued | Commercial | Mechanical Permit | Installation - New | Install HVAC system for New SFD | 7900 | STANLEY MARTIN HOMES | 5030 SADLER PLACE STE 101 | GLEN ALLEN | VA | 23059 | FOSTER PLMBG & HEATING INC | P O BOX 35731 | RICHMOND | VA | 23235
MEC2021-02839 | 785-760-2751 | 707 MCCORMICK FARM DR Unit: A | 2021-10-29 | Issued | Commercial | Mechanical Permit | Installation - New | Install HVAC system for New SFD | 7900 | STANLEY MARTIN HOMES | 5030 SADLER PLACE STE 101 | GLEN ALLEN | VA | 23059 | FOSTER PLMBG & HEATING INC | P O BOX 35731 | RICHMOND | VA | 23235
MEC2021-02840 | 785-760-2751 | 707 MCCORMICK FARM DR Unit: B | 2021-10-29 | Issued | Commercial | Mechanical Permit | Installation - New | Install HVAC system for New SFD | 7900 | STANLEY MARTIN HOMES | 5030 SADLER PLACE STE 101 | GLEN ALLEN | VA | 23059 | FOSTER PLMBG & HEATING INC | P O BOX 35731 | RICHMOND | VA | 23235
MEC2021-02841 | 785-760-2751 | 709 MCCORMICK FARM DR Unit: A | 2021-10-29 | Issued | Commercial | Mechanical Permit | Installation - New | Install HVAC system for New SFD | 7900 | STANLEY MARTIN HOMES | 5030 SADLER PLACE STE 101 | GLEN ALLEN | VA | 23059 | FOSTER PLMBG & HEATING INC | P O BOX 35731 | RICHMOND | VA | 23235
MEC2021-02842 | 785-760-2751 | 709 MCCORMICK FARM DR Unit: B | 2021-10-29 | Issued | Commercial | Mechanical Permit | Installation - New | Install HVAC system for New SFD | 7900 | STANLEY MARTIN HOMES | 5030 SADLER PLACE STE 101 | GLEN ALLEN | VA | 23059 | FOSTER PLMBG & HEATING INC | P O BOX 35731 | RICHMOND | VA | 23235
MEC2021-02843 | 785-760-2751 | 711 MCCORMICK FARM DR Unit: A | 2021-10-29 | Issued | Commercial | Mechanical Permit | Gas Piping | Install HVAC system for New SFD | 7900 | STANLEY MARTIN HOMES | 5030 SADLER PLACE STE 101 | GLEN ALLEN | VA | 23059 | FOSTER PLMBG & HEATING INC | P O BOX 35731 | RICHMOND | VA | 23235
MEC2021-02844 | 785-760-2751 | 711 MCCORMICK FARM DR Unit: B | 2021-10-29 | Issued | Commercial | Mechanical Permit | Installation - New | Install HVAC system for New SFD | 7900 | STANLEY MARTIN HOMES | 5030 SADLER PLACE STE 101 | GLEN ALLEN | VA | 23059 | FOSTER PLMBG & HEATING INC | P O BOX 35731 | RICHMOND | VA | 23235
MEC2021-02845 | 785-760-2751 | 713 MCCORMICK FARM DR Unit: A | 2021-10-29 | Issued | Commercial | Mechanical Permit | Installation - New | Install HVAC system for New SFD | 7900 | STANLEY MARTIN HOMES | 5030 SADLER PLACE STE 101 | GLEN ALLEN | VA | 23059 | FOSTER PLMBG & HEATING INC | P O BOX 35731 | RICHMOND | VA | 23235
MEC2021-02846 | 785-760-2751 | 713 MCCORMICK FARM DR Unit: B | 2021-10-29 | Issued | Commercial | Mechanical Permit | Installation - New | Install HVAC system for New SFD | 7900 | STANLEY MARTIN HOMES | 5030 SADLER PLACE STE 101 | GLEN ALLEN | VA | 23059 | FOSTER PLMBG & HEATING INC | P O BOX 35731 | RICHMOND | VA | 23235
MEC2021-02847 | 785-760-2751 | 715 MCCORMICK FARM DR Unit: A | 2021-10-29 | Issued | Commercial | Mechanical Permit | Installation - New | Install HVAC system for New SFD | 7900 | STANLEY MARTIN HOMES | 5030 SADLER PLACE STE 101 | GLEN ALLEN | VA | 23059 | FOSTER PLMBG & HEATING INC | P O BOX 35731 | RICHMOND | VA | 23235
MEC2021-02848 | 785-760-2751 | 715 MCCORMICK FARM DR Unit: B | 2021-10-29 | Issued | Commercial | Mechanical Permit | Installation - New | Install HVAC system for New SFD | 7900 | STANLEY MARTIN HOMES | 5030 SADLER PLACE STE 101 | GLEN ALLEN | VA | 23059 | FOSTER PLMBG & HEATING INC | P O BOX 35731 | RICHMOND | VA | 23235
MEC2021-02862 | 837-694-2828 | 7389 YAHLEY MILL HOLW | 2021-10-29 | Issued | Residential | Mechanical Permit | Installation - New | install two zone heat pump in new dwelling | 8500 | - | - | - | - | - | - | - | - | - | -
PLM2019-03003 | 816-705-4345 | 2704 SEVEN HILLS BLVD | 2021-10-07 | Issued | Commercial | Plumbing Permit | Installation - New | INSTALL SANITARY MAINS & WATER SUB-INS FOR NEW SHELL BLD | 16700 | BECKNELL SERVICES LLC | 4242 SOUTH 1ST AVE | LYONS | IL | 60534 | SOUTHERN AIR INC | 8428 OLD RICHFOOD RD | MECHANICSVILLE | VA | 23116
PLM2021-02284 | 763-731-0250 | 6161 RIVER RD | 2021-10-14 | Issued | Commercial | Plumbing Permit | Alteration | Tall gas piping to range, fireplace and dryer | 1995 | CANDLER CONSTRUCTION CO | P O BOX 2220 | ASHLAND | VA | 23005 | CHARLES FRANCIS & SONS | 122 THOMPSON ST | ASHLAND | VA | 23005
PLM2021-02394 | 732-764-7831 | 3400 HAYDENPARK LN | 2021-10-25 | Issued | Commercial | Plumbing Permit | Tenant upfit - New | Renovation of space for new OBGYN | 184306 | HEALTHCARE CONST MGMT | 7801 REDPINE RD STE J | N CHESTERFIELD | VA | 23227 | EMC MECHANICAL SERVICES | 1802 ELLEN RD | RICHMOND | VA | 23230
PLM2021-02416 | 753-758-7318 | 9623 W BROAD ST | 2021-10-05 | Issued | Commercial | Plumbing Permit | Alteration | ROUGH IN PLUMBING AND SETTING FIXTURES AND TYING INTO EXISTING WATER LINE & SEWER | 10000 | - | - | - | - | - | LLOYD PLUMBING | 12048 ELMONT RD | ASHLAND | VA | 23005
PLM2021-02433 | 781-774-4121 | 6048 RIVERMERE LN | 2021-10-01 | Issued | Residential | Plumbing Permit | Installation - New | install plumbing-sewer-water-inside gas piping in new dwelling | 5400 | LIFESTYLE HOME BUILDERS | 4561 LIFESTYLE LANE | MIDLOTHIAN | VA | 23112 | PLUMBRIGHT PLUMBING INC | 1642 OAK LAKE BLVD E | MIDLOTHIAN | VA | 23112
PLM2021-02434 | 734-780-3377 | 12321 WYNDHAM WEST DR | 2021-10-01 | Issued | Residential | Plumbing Permit | Installation - New | INSTALL RESIDENTIAL PLUMBING AND GAS IN NEW DWELLING | 2000 | BOONE HOMES INC | 62 BROAD STREET RD | MANAKIN SABOT | VA | 23103 | ALL IN ONE CONTRACTING | 13613 CANNONADE LANE | MIDLOTHIAN | VA | 23112
PLM2021-02435 | 800-693-9271 | 1091 DOTSON RD | 2021-10-01 | Inspection | Residential | Plumbing Permit | Gas Piping (Natural) | Gas pipe for tankless water heater & gas stove | 1200 | - | - | - | - | - | - | - | - | - | -
PLM2021-02436 | 810-732-3726 | 3905 ROSEMALLOW PL | 2021-10-04 | Issued | Residential | Plumbing Permit | Installation - New | INSTALL PLUMBING AND GAS IN NEW HOME | 4800 | RYAN HOMES | 7501 BOULDERS VIEW DRIVE | RICHMOND | VA | 23225 | SUPERIOR PLUMBING HEATING & AIR INC | 2809 ACKLEY AVE | RICHMOND | VA | 23228
PLM2021-02437 | 812-718-5829 | 4337 KIDSGROVE RD | 2021-10-04 | Issued | Residential | Plumbing Permit | Installation - New | Townhome | 5400 | STYLE CRAFT HOMES INC | 6225 LAKESIDE AVE | HENRICO | VA | 23228 | PLUMBRIGHT PLUMBING INC | 1642 OAK LAKE BLVD E | MIDLOTHIAN | VA | 23112
PLM2021-02438 | 812-718-5826 | 4335 KIDSGROVE RD | 2021-10-04 | Issued | Residential | Plumbing Permit | Installation - New | Townhome | 5400 | STYLE CRAFT HOMES INC | 6225 LAKESIDE AVE | HENRICO | VA | 23228 | PLUMBRIGHT PLUMBING INC | 1642 OAK LAKE BLVD E | MIDLOTHIAN | VA | 23112
PLM2021-02439 | 812-718-5831 | 4339 KIDSGROVE RD | 2021-10-04 | Issued | Residential | Plumbing Permit | Installation - New | Townhome | 5400 | STYLE CRAFT HOMES INC | 6225 LAKESIDE AVE | HENRICO | VA | 23228 | PLUMBRIGHT PLUMBING INC | 1642 OAK LAKE BLVD E | MIDLOTHIAN | VA | 23112
PLM2021-02440 | 812-718-5833 | 4341 KIDSGROVE RD | 2021-10-04 | Issued | Residential | Plumbing Permit | Installation - New | Townhome | 5400 | STYLE CRAFT HOMES INC | 6225 LAKESIDE AVE | HENRICO | VA | 23228 | PLUMBRIGHT PLUMBING INC | 1642 OAK LAKE BLVD E | MIDLOTHIAN | VA | 23112
PLM2021-02441 | 812-718-5835 | 4343 KIDSGROVE RD | 2021-10-04 | Issued | Residential | Plumbing Permit | Installation - New | Townhome | 5400 | STYLE CRAFT HOMES INC | 6225 LAKESIDE AVE | HENRICO | VA | 23228 | PLUMBRIGHT PLUMBING INC | 1642 OAK LAKE BLVD E | MIDLOTHIAN | VA | 23112
PLM2021-02442 | 764-767-1937 | 6513 LIDDY CIR | 2021-10-04 | Finaled | Residential | Plumbing Permit | Installation - New | Install backflow preventer for irrigation system. | 150 | RYAN HOMES | 7501 BOULDERS VIEW DRIVE | RICHMOND | VA | 23225 | PROVING GROUNDS LLC | 14494 STONE HORSE CREEK RD | GLEN ALLEN | VA | 23059
PLM2021-02443 | 811-700-7645 | 6804 CORNELIUS CT | 2021-10-04 | Issued | Residential | Plumbing Permit | Installation - New | NEW DWELLING | 3200 | EASTWOOD HOMES OF RICHMOND LLC | 10800 MIDLOTHIAN TURNPIKE | RICHMOND | VA | 23235 | LEGACY PLUMBING INC | PO BOX 10 | MOSELEY | VA | 23120
PLM2021-02444 | 759-742-5460 | 1401 SEVERN RD | 2021-10-04 | Inspection | Residential | Plumbing Permit | Replacement | REPIPE HOME-SEWER/WATER | 4000 | BUILD RE BUILD LLC | 2234 FORGE RD | TOANO | VA | 23168 | GRATEFUL PLUMBING | 110 COLISEUM XING | HAMPTON | VA | 23666
PLM2021-02445 | 811-700-5270 | 6804 HOMINY CT | 2021-10-05 | Issued | Residential | Plumbing Permit | Installation - New | Install plumbing/gas in new single family dwelling | 2600 | EASTWOOD HOMES OF RICHMOND LLC | 10800 MIDLOTHIAN TURNPIKE | RICHMOND | VA | 23235 | LEGACY PLUMBING INC | PO BOX 10 | MOSELEY | VA | 23120
PLM2021-02446 | 811-700-7460 | 6801 HOMINY CT | 2021-10-05 | Issued | Residential | Plumbing Permit | Installation - New | Install plumbing/gas in new dwelling | 3000 | EASTWOOD HOMES OF RICHMOND LLC | 10800 MIDLOTHIAN TURNPIKE | RICHMOND | VA | 23235 | LEGACY PLUMBING INC | PO BOX 10 | MOSELEY | VA | 23120
PLM2021-02447 | 811-700-6076 | 6800 HOMINY CT | 2021-10-05 | Issued | Commercial | Plumbing Permit | Installation - New | Install plumbing/gas in new dwelling | 2900 | EASTWOOD HOMES OF RICHMOND LLC | 10800 MIDLOTHIAN TURNPIKE | RICHMOND | VA | 23235 | LEGACY PLUMBING INC | PO BOX 10 | MOSELEY | VA | 23120
PLM2021-02448 | 810-731-4285 | 3921 ROSEMALLOW PL | 2021-10-05 | Finaled | Residential | Plumbing Permit | Installation - New | Install backflow preventer for irrigation system. | 150 | RYAN HOMES | 7501 BOULDERS VIEW DRIVE | RICHMOND | VA | 23225 | PROVING GROUNDS LLC | 14494 STONE HORSE CREEK RD | GLEN ALLEN | VA | 23059
PLM2021-02449 | 811-700-6511 | 6817 CORNELIUS CT | 2021-10-05 | Issued | Residential | Plumbing Permit | Installation - New | Install plumbing/gas in new dwelling | 2800 | EASTWOOD HOMES OF RICHMOND LLC | 10800 MIDLOTHIAN TURNPIKE | RICHMOND | VA | 23235 | LEGACY PLUMBING INC | PO BOX 10 | MOSELEY | VA | 23120
PLM2021-02450 | 815-718-5710 | 4501 S LABURNUM AVE | 2021-10-07 | Issued | Commercial | Plumbing Permit | Tenant Upfit - Existing | TENATN UPFIT | 50000 | TOM RECTENWALD CONSTRUCTION INC | 110 N JEFFERSON ST | ZELIENOPLE | PA | 16063 | RONCO PLUMBING | 440 SOUTHLAKE BLVD | N CHESTERFIELD | VA | 23236
PLM2021-02451 | 756-738-2786 | 8024 SPOTTSWOOD RD | 2021-10-05 | Issued | Residential | Plumbing Permit | Installation - New | New plumbing for addition. | 2500 | ODAMA CONSTRUCTION LLC | 4124 MEADOWDALE BLVD # A | RICHMOND | VA | 23234 | CARTER DIVERSIFIED INCORPORATED | 224 GAWAIN DRIVE | RICHMOND | VA | 23223
PLM2021-02452 | 784-757-9618 | 8305 ABERDEEN ST | 2021-10-06 | Inspection | Residential | Plumbing Permit | Building Sewer - New | new connect to county water and sewer, new house plumbing. New pipe from house to county water and sewer | 6000 | - | - | - | - | - | - | - | - | - | -
PLM2021-02453 | 746-769-9828 | 717 FOUNDRY PARK CT | 2021-10-12 | Finaled | Residential | Plumbing Permit | Installation - New | Install backflow preventer for irrigation system | 250 | LEGAULT HOMES LLC | 5243 HICKORY PARK DR | RICHMOND | VA | 23059 | LAYMAN IRRIGATION & TRENCHING | 1961 URBINE RD | POWHATAN | VA | 23139
PLM2021-02454 | 781-774-3853 | 6065 RIVERMERE LN | 2021-10-11 | Issued | Residential | Plumbing Permit | Installation - New | NEW DWELLING PUMBING WITH GAS-GROUNDWORK R-I & TRIMOUT | 9500 | LEGAULT HOMES LLC | 11520 NUCKOLS RD | GLEN ALLEN | VA | 23059 | D L JONES PLUMBING INC | 5616 GREENDALE RD | HENRICO | VA | 23228
PLM2021-02455 | 781-774-3358 | 6069 RIVERMERE LN | 2021-10-11 | Issued | Residential | Plumbing Permit | Installation - New | ROUGH IN & TRIM OUT PLUMBING SYSTEM WITH GAS IN NEW HOME | 8500 | LEGAULT HOMES LLC | 11520 NUCKOLS RD | GLEN ALLEN | VA | 23059 | D L JONES PLUMBING INC | 5616 GREENDALE RD | HENRICO | VA | 23228
PLM2021-02456 | 766-765-5745 | 10304 SANBET CT | 2021-10-07 | Inspection | Residential | Plumbing Permit | Alteration | plumbing work for laundry room addition | 1100 | MAGILLS MAINTENANCE AND HOME REPAIR | 2314 MOUNTAIN VIEW RD | POWHATAN | VA | 23139 | GREATER LLC | 13915 W BAY DRIVE | HENRICO | VA | 23228
PLM2021-02457 | 769-747-0163 | 5305 GLENSIDE DR | 2021-10-07 | Issued | Residential | Plumbing Permit | Installation - New | ROUGH IN & TRIM OUT pLUMBING 2.5 BATHS | 5000 | RIDGE HOMES LLC | 5319 WYTHE AVE | HENRICO | VA | 23226 | GLEN ALLEN PLUMBING | 2151 LANIER LANE | ROCKVILLE | VA | 23146
PLM2021-02458 | 825-724-6244 | 217 N NEW AVE | 2021-10-07 | Inspection | Residential | Plumbing Permit | Alteration | New bathroom fixtures | 1500 | MEKPATO - OWNER | 217 N NEW AVE | HENRICO | VA | 23075 | OWNER | - | - | - | -
PLM2021-02459 | 803-738-4883 | 2207 DRUMMOND DR | 2021-10-07 | Issued | Residential | Plumbing Permit | Installation - New | new work | 5000 | - | - | - | - | - | - | - | - | - | -
PLM2021-02460 | 803-738-6985 | 2211 DRUMMOND DR | 2021-10-07 | Issued | Residential | Plumbing Permit | Installation - New | new work | 5000 | - | - | - | - | - | - | - | - | - | -
PLM2021-02461 | 803-738-5883 | 2209 DRUMMOND DR | 2021-10-07 | Issued | Residential | Plumbing Permit | Installation - New | INSTALL PLUMBING IN NEW DWELLING | 5000 | D S FLIP LLC | 121 N LINDEN AVE | HENRICO | VA | 23075 | - | - | - | - | -
PLM2021-02462 | 824-692-3913 | 6953 SIR GALAHAD RD | 2021-10-08 | Issued | Residential | Plumbing Permit | Installation - New | Plumbing for New single family dwelling. | 5500 | BOYD CORPORATION | 544 NEWTOWN RD | VIRGINIA BEACH | VA | 23462 | IMPERIAL PLUMBING INC | PO BOX 476 | MIDLOTHIAN | VA | 23113
PLM2021-02463 | 824-692-4520 | 6957 SIR GALAHAD RD | 2021-10-08 | Issued | Residential | Plumbing Permit | Installation - New | Plumbing for New single family dwelling. | 5500 | BOYD CORPORATION | 544 NEWTOWN RD | VIRGINIA BEACH | VA | 23462 | IMPERIAL PLUMBING INC | PO BOX 476 | MIDLOTHIAN | VA | 23113
PLM2021-02464 | 823-692-6279 | 6941 HAPSBURG LN | 2021-10-08 | Finaled | Residential | Plumbing Permit | Installation - New | INSTALLATION OF BACKFLOW PREVENTER FOR IRRIGATION | 100 | BOYD CORPORATION | 544 NEWTOWN RD | VIRGINIA BEACH | VA | 23462 | BIASE CORP | 13501 E BOUNDARY RD | MIDLOTHIAN | VA | 23112
PLM2021-02465 | 763-767-9018 | 6528 LIDDY CIR | 2021-10-08 | Finaled | Residential | Plumbing Permit | Installation - New | Install backflow preventer for irrigation system | 150 | RYAN HOMES | 7501 BOULDERS VIEW DRIVE | RICHMOND | VA | 23225 | PROVING GROUNDS LLC | 14494 STONE HORSE CREEK RD | GLEN ALLEN | VA | 23059
PLM2021-02466 | 738-769-1835 | 12298 VILLAGE SPRINGS DR | 2021-10-08 | Finaled | Residential | Plumbing Permit | Installation - New | Install backflow preventer for irrigation system | 150 | RYAN HOMES | 7501 BOULDERS VIEW DRIVE | RICHMOND | VA | 23225 | PROVING GROUNDS LLC | 14494 STONE HORSE CREEK RD | GLEN ALLEN | VA | 23059
PLM2021-02467 | 815-727-2401 | 21 ORAMS LN | 2021-10-08 | Issued | Residential | Plumbing Permit | Installation - New | Plumbing for new single family dwelling. | 5000 | LIBERTY HOMES INC-2705038060 A | 8249 CROWN COLONY PKWY | MECHANICSVILLE | VA | 23116 | IMPERIAL PLUMBING INC | PO BOX 476 | MIDLOTHIAN | VA | 23113
PLM2021-02468 | 815-726-2131 | 11 ORAMS LN | 2021-10-08 | Issued | Residential | Plumbing Permit | Installation - New | Plumbing for new single family dwelling. | 5000 | LIBERTY HOMES INC-2705038060 A | 8249 CROWN COLONY PKWY | MECHANICSVILLE | VA | 23116 | IMPERIAL PLUMBING INC | PO BOX 476 | MIDLOTHIAN | VA | 23113
PLM2021-02469 | 750-735-2653 | 104 WOODHALL DR | 2021-10-08 | Inspection | Residential | Plumbing Permit | Other | GAS LINE RUN FROM HOUSE TO POOL HOUSE WITH 1 FIREPLACE-2 CEILING FANS | 1800 | HARPER SERVICES, INC. | 10503 SANCREST RD. | HENRICO | VA | 23229 | CENTRAL VIRGINIA PLUMBING & HEATING | 3600 SKIPPERS RIDGE | POWHATAN | VA | 23133
PLM2021-02470 | 737-751-0067 | 2238 JOHN ROLFE PKWY Unit: 11 | 2021-10-08 | Issued | Commercial | Plumbing Permit | Tenant Upfit - Existing | TENANT UPFIT | 15000 | B & L CONSTRUCTION INC | 390 BROSVILLE INDUSTRIAL RD | DANVILLE | VA | 24541 | DOAK CONTRACTING INC | 1014 TAYLOR AVE | RICHMOND | VA | 23225
PLM2021-02471 | 820-689-5192 | 7735 JARWIN LANE | 2021-10-08 | Inspection | Residential | Plumbing Permit | Installation - New | plumbing and gas for new single family home | 9500 | J W SULLIVAN CONSTRUCTION INC | 14112 SPRUCE AVE | CHESTER | VA | 23836 | SIGNATURE PLUMBING INC | 3618 PHEASANT RUN DR | CHESTER | VA | 23831
PLM2021-02472 | 766-748-4577 | 7212 W BROAD ST | 2021-10-12 | Finaled | Commercial | Plumbing Permit | Installation - New | Install sanitary sewer line-domestic water line-irrigation lin/backflow preventers on water service | 8520.89 | FASTRAC GENERAL CONTRACTORS INC | 1141 JEFFERSON GREEN CIR | MIDLOTHIAN | VA | 23113 | SHIELD | 10168 CEDAR RIDGE DR | ASHLAND | VA | 23005
PLM2021-02473 | 784-768-1805 | 1070 VIRGINIA CENTER PKWY | 2021-10-12 | Inspection | Commercial | Plumbing Permit | Tenant Upfit - Existing | TENANT UPFIT | 20000 | THS CONSTRUCTION CO | P O BOX 218 | OILVILLE | VA | 23129 | J M CLEMENTS PLUMBING | 6412 WEDGEWOOD RD | MECHANICSVILLE | VA | 23111
PLM2021-02474 | 733-776-3799 | 12341 HAYBROOK LN | 2021-10-11 | Inspection | Residential | Plumbing Permit | Installation - New | PLUMBING AND GAS FOR NEW HOUSE | 35000 | 10 SQUARED BUILD AND DESIGN LLC | 7247 BLANC STREET | NEW KENT | VA | 23124 | J M CLEMENTS PLUMBING | 6412 WEDGEWOOD RD | MECHANICSVILLE | VA | 23111
PLM2021-02475 | 810-732-3716 | 3909 ROSEMALLOW PL | 2021-10-11 | Finaled | Residential | Plumbing Permit | Installation - New | Install backflow preventer for irrigation system. | 150 | RYAN HOMES | 7501 BOULDERS VIEW DRIVE | RICHMOND | VA | 23225 | PROVING GROUNDS LLC | 14494 STONE HORSE CREEK RD | GLEN ALLEN | VA | 23059
PLM2021-02476 | 746-734-2973 | 103 CYRIL LN | 2021-10-11 | Issued | Residential | Plumbing Permit | Gas Piping (Natural) | Plumbing Kitchen remodel, add laundry sink & replace tanked water heater w/ tankless natural gas water heater | 16250 | MARK FRANKO CUSTOM BUILDING | 2121 N HAMILTON ST | RICHMOND | VA | 23230 | NUCKOLS PLUMBING & GAS LLC | 2245 DABNEY RD | RICHMOND | VA | 23230
PLM2021-02477 | 747-763-5508 | 4450 GUNST LN | 2021-10-12 | Issued | Commercial | Plumbing Permit | Installation - New | NEW CONSTRUCTION PLUMBING-GARAGE A | 100000 | KBS INC | 8050 KIMWAY DR | HENRICO | VA | 23228 | G & M MECHANICAL LLC | 3300 NOEL C CONWAY RD | GUYTON | GA | 31312
PLM2021-02478 | 747-763-5508 | 4500 METROPOLIS DR | 2021-10-12 | Issued | Commercial | Plumbing Permit | Installation - New | NEW CONSTRUCTION PLUMBING-BLDG A1 | 1641770 | - | - | - | - | - | - | - | - | - | -
PLM2021-02479 | 747-763-5508 | 4501 RICHMOND PARK LN | 2021-10-12 | Issued | Commercial | Plumbing Permit | Installation - New | NEW CONSTRUCTION PLUMBING-BLDG A2 | 1961668 | - | - | - | - | - | - | - | - | - | -
PLM2021-02480 | 734-781-7386 | 12484 DONAHUE RD | 2021-10-12 | Finaled | Residential | Plumbing Permit | Installation - New | install backflow device for irrigation system | 800 | BOONE HOMES INC | 62 BROAD STREET RD | MANAKIN SABOT | VA | 23103 | COLLIER COMPANIES | 1500 OAKBRIDGE TERRACE | POWHATAN | VA | 23139
PLM2021-02481 | 781-773-3195 | 10890 HARVEST MILL PL | 2021-10-12 | Finaled | Residential | Plumbing Permit | Installation - New | install backflow device for irrigation system | 800 | LEGAULT HOMES LLC | 11520 NUCKOLS RD | GLEN ALLEN | VA | 23059 | COLLIER COMPANIES | 1500 OAKBRIDGE TERRACE | POWHATAN | VA | 23139
PLM2021-02482 | 735-781-4425 | 12729 ELLINGTON WOODS PL | 2021-10-12 | Finaled | Residential | Plumbing Permit | Installation - New | install backflow device for irrigation system | 800 | BOONE HOMES | 129 BROAD STREET ROAD | MANAKIN SABOT | VA | 23103 | COLLIER COMPANIES | 1500 OAKBRIDGE TERRACE | POWHATAN | VA | 23139
PLM2021-02483 | 735-766-9893 | 12337 HAWKSGATE LANDING CT | 2021-10-12 | Issued | Residential | Plumbing Permit | Installation - New | install backflow device for irrigation system | 800 | BOONE HOMES INC | 62 BROAD STREET RD | MANAKIN SABOT | VA | 23103 | COLLIER COMPANIES | 1500 OAKBRIDGE TERRACE | POWHATAN | VA | 23139
PLM2021-02484 | 736-766-2463 | 12317 HAWKSGATE LANDING CT | 2021-10-12 | Finaled | Residential | Plumbing Permit | Installation - New | install backflow device for irrigation system | 800 | BOONE HOMES INC | 62 BROAD STREET RD | MANAKIN SABOT | VA | 23103 | COLLIER COMPANIES | 1500 OAKBRIDGE TERRACE | POWHATAN | VA | 23139
PLM2021-02485 | 785-757-5971 | 8381 SCOTT PL | 2021-10-12 | Issued | Residential | Plumbing Permit | Installation - New | Townhome | 7000 | EASTWOOD HOMES OF RICHMOND LLC | 10800 MIDLOTHIAN TURNPIKE | RICHMOND | VA | 23235 | COMMONWEALTH PLUMBING SYSTEMS | P.O. BOX 275 | MECHANICSVILLE | VA | 23111
PLM2021-02486 | 785-757-5879 | 8389 SCOTT PL | 2021-10-12 | Issued | Residential | Plumbing Permit | Installation - New | New House | 7000 | EASTWOOD HOMES OF RICHMOND LLC | 10800 MIDLOTHIAN TURNPIKE | RICHMOND | VA | 23235 | COMMONWEALTH PLUMBING SYSTEMS LLC | PO BOX 275 | MECHANICSVILLE | VA | 23111
PLM2021-02487 | 785-757-5973 | 8383 SCOTT PL | 2021-10-12 | Issued | Residential | Plumbing Permit | Installation - New | Townhome | 7000 | EASTWOOD HOMES OF RICHMOND LLC | 10800 MIDLOTHIAN TURNPIKE | RICHMOND | VA | 23235 | COMMONWEALTH PLUMBING SYSTEMS | P.O. BOX 275 | MECHANICSVILLE | VA | 23111
PLM2021-02488 | 785-757-5882 | 8391 SCOTT PL | 2021-10-12 | Issued | Residential | Plumbing Permit | Installation - New | New House | 7000 | EASTWOOD HOMES OF RICHMOND LLC | 10800 MIDLOTHIAN TURNPIKE | RICHMOND | VA | 23235 | COMMONWEALTH PLUMBING SYSTEMS LLC | PO BOX 275 | MECHANICSVILLE | VA | 23111
PLM2021-02489 | 785-757-5975 | 8385 SCOTT PL | 2021-10-12 | Issued | Residential | Plumbing Permit | Installation - New | New Home | 7000 | EASTWOOD HOMES OF RICHMOND | 6924 SWANHAVEN DR | CHESTERFIELD | VA | 23234 | COMMONWEALTH PLUMBING SYSTEMS | P.O. BOX 275 | MECHANICSVILLE | VA | 23111
PLM2021-02490 | 785-757-5977 | 8387 SCOTT PL | 2021-10-12 | Issued | Residential | Plumbing Permit | Installation - New | New House | 7000 | EASTWOOD HOMES OF RICHMOND | 6924 SWANHAVEN DR | CHESTERFIELD | VA | 23234 | COMMONWEALTH PLUMBING SYSTEMS | P.O. BOX 275 | MECHANICSVILLE | VA | 23111
PLM2021-02491 | 761-731-9193 | 6239 RIVER RD | 2021-10-14 | Issued | Commercial | Plumbing Permit | Tenant Upfit - Existing | GROUNDWORKS-ROUGH IN-TRIM OUT PER PLANS | 45172 | J&K PROJECT MANAGEMENT CONSULTANTS | 350 MCDONNELL ST | LEWISVILLE | TX | 75057 | PLUMBER NEAR ME | 13513 E BOUNDARY RD | MIDLOTHIAN | VA | 23112
PLM2021-02492 | 741-753-1001 | 2304 CROWNCREST DR | 2021-10-14 | Inspection | Residential | Plumbing Permit | Alteration | Master bath rework. | 4000 | JLC MANAGEMENT INC | 7345 CLARK CIR | MECHANICSVILLE | VA | 23111 | ROHR DEVELOPMENT & CONSTRUCTION | 10600 POCAHONTAS TRAIL | PROVIDENCE FORGE | VA | 23140
PLM2021-02493 | 777-739-4437 | 2289 DABNEY RD | 2021-10-14 | Issued | Commercial | Plumbing Permit | Tenant Upfit - Existing | INSTALL AIR PIPING & FIXTURES AS SHOWN ON DRAWINGS-RELOCATE HWH & GAS LINE | 71075 | PIECE MANAGEMENT INC | 117 SOUTH 2ND ST | NEW HYDE PARK | NY | 11041 | BAILEYS PLUMBING HEATING COOLING | 3021 VERNON RD | RICHMOND | VA | 23228
PLM2021-02494 | 778-745-9996 | 2614 GREENWAY AVE | 2021-10-13 | Issued | Residential | Plumbing Permit | Alteration | new addition full bath | 4500 | OWNER | - | - | - | - | GPI PLUMBING & HEATING, LLC | 1400 GRUB HILL CHURCH | AMELIA | VA | -
PLM2021-02495 | 808-703-3415 | 6440 SPRINGCREST LN | 2021-10-13 | Inspection | Residential | Plumbing Permit | Alteration | RESIDENTIAL ADDITIONS | 2500 | OWNER | - | - | - | - | GPI PLUMBING & HEATING, LLC | 1400 GRUB HILL CHURCH | AMELIA | VA | -
PLM2021-02496 | 815-726-1919 | 7 ORAMS LN | 2021-10-13 | Finaled | Residential | Plumbing Permit | Installation - New | Plumbing for new single family dwelling. | 5000 | LIBERTY HOMES INC-2705038060 A | 8249 CROWN COLONY PKWY | MECHANICSVILLE | VA | 23116 | IMPERIAL PLUMBING INC | PO BOX 476 | MIDLOTHIAN | VA | 23113
PLM2021-02497 | 815-726-2108 | 5 ORAMS LN | 2021-10-13 | Issued | Residential | Plumbing Permit | Installation - New | Plumbing for new single family dwelling. | 5000 | LIBERTY HOMES INC-2705038060 A | 8249 CROWN COLONY PKWY | MECHANICSVILLE | VA | 23116 | IMPERIAL PLUMBING INC | PO BOX 476 | MIDLOTHIAN | VA | 23113
PLM2021-02498 | 811-700-5951 | 6809 HOMINY CT | 2021-10-13 | Issued | Residential | Plumbing Permit | Installation - New | NEW DWELLING | 2800 | EASTWOOD HOMES OF RICHMOND LLC | 10800 MIDLOTHIAN TURNPIKE | RICHMOND | VA | 23235 | LEGACY PLUMBING INC | PO BOX 10 | MOSELEY | VA | 23120
PLM2021-02499 | 831-689-5380 | 4151 DARBYTOWN RD | 2021-10-26 | Issued | Commercial | Plumbing Permit | Installation - New | ADDING PLUMBING TO NEW BUILDING | 19700 | - | - | - | - | - | CUSICKS PLUMBING LLC | 3983 LEEDSTOWN RD | COLONIAL BEACH | VA | 22443
PLM2021-02500 | 769-747-0270 | 5301 GLENSIDE DR | 2021-10-13 | Issued | Residential | Plumbing Permit | Installation - New | Plumbing new single family dwelling | 5000 | RIDGE HOMES LLC | 5319 WYTHE AVE | HENRICO | VA | 23226 | GLEN ALLEN PLUMBING | 2151 LANIER LANE | ROCKVILLE | VA | 23146
PLM2021-02501 | 746-768-7985 | 609 ARBOR PRESS CT | 2021-10-14 | Issued | Residential | Plumbing Permit | Installation - New | ROUGH IN & TRIM OUT PLBG SYSTEM WITH GAS ITEMS/HOOK-UP | 9500 | LEGAULT HOMES LLC | 11520 NUCKOLS RD | GLEN ALLEN | VA | 23059 | D L JONES PLUMBING INC | 5616 GREENDALE RD | HENRICO | VA | 23228
PLM2021-02502 | 813-725-8764 | 5174 NINE MILE RD | 2021-10-19 | Inspection | Commercial | Plumbing Permit | Alteration | new plumbing for tenant upfit | 12500 | SUMMIT GENERAL CONTRACTORS | 605 RELIABILITY CIR | KNOXVILLE | TN | 37932 | ERNEST W THURSTON & SON | 18 GREENWOOD CIRCLE | COLUMBIA | VA | 23038
PLM2021-02503 | 741-769-8756 | 11817 AUTUMNWOOD CT | 2021-10-18 | Issued | Residential | Plumbing Permit | Other | install plumbing for new addition | 3000 | TURNER | 198 SPAINVILLE RD | BLACKSTONE | VA | 23824 | TATES PLBG REPAIR SERVICE | 1103 ADKINS RD | N CHESTERFIELD | VA | 23236
PLM2021-02504 | 745-734-9206 | 202 S MOORELAND RD | 2021-10-14 | Finaled | Residential | Plumbing Permit | Other | RELOCATE GAS METER-NEW GAS PIPING NEEDS TO BE EXTENDED THROUGH THE WALL & CONNECT TO THE EXISTING GAS LINE IN THE CRAWL SPACE | 1500 | MCGURN COMPANY INC | P O BOX 8 | MANAKIN SABOT | VA | 23103 | ART'S PLUMBING SERVICE, INC. | 15925 SEARCHLIGHT CT. | CHESTER | VA | 23831
PLM2021-02505 | 742-760-4589.002 | 2200 OLD BRICK RD | 2021-10-25 | Issued | Commercial | Plumbing Permit | Tenant Upfit - Existing | INSTALL NEW DOMESTIC WATER-WASTE-VENT-FIXTURES-AS SHOWN ON PLANS | 60000 | GILBANE BULDING COMPANY | 3435 W LEIGH STREET | RICHMOND | VA | 23230 | ETEC MECHANICAL | 8820 PARK CENTRAL DR | HENRICO | VA | 23227
PLM2021-02506 | 757-736-9025 | 301 WEST DRIVE CIR | 2021-10-25 | Issued | Residential | Plumbing Permit | Installation - New | Install plumbing for washing machine connection in addition. | 2500 | MICHAEL BYRD LLC | 119 GAYMONT RD | HENRICO | VA | 23229 | KW MECHANICAL LTD | 6163 BUFFRIDGE RD | MECHANICSVILLE | VA | 23111
PLM2021-02507 | 735-777-1052 | 5759 POUNCEY TRACT RD | 2021-10-18 | Issued | Residential | Plumbing Permit | Installation - New | ROUGH IN & TRIMOUT PLUMBING SYSTEM W/GAS | 11000 | THE KITTRELL COMPANY | 6327 MALLORY DR | RICHMOND | VA | 23226 | DL JONES PLUMBING | 5616 GREENDALE RD | HENRICO | VA | 23228
PLM2021-02508 | 810-732-0732 | 3805 PURPLE HAZE CT | 2021-10-15 | Issued | Residential | Plumbing Permit | Installation - New | Install backflow preventer for irrigation system. | 150 | RYAN HOMES | 7501 BOULDERS VIEW DRIVE | RICHMOND | VA | 23225 | PROVING GROUNDS LLC | 14494 STONE HORSE CREEK RD | GLEN ALLEN | VA | 23059
PLM2021-02509 | 763-767-8413 | 6532 LIDDY CIR | 2021-10-18 | Finaled | Residential | Plumbing Permit | Installation - New | Install backflow preventer for irrigation system. | 150 | RYAN HOMES | 7501 BOULDERS VIEW DRIVE | RICHMOND | VA | 23225 | PROVING GROUNDS LLC | 14494 STONE HORSE CREEK RD | GLEN ALLEN | VA | 23059
PLM2021-02510 | 744-758-9648 | 11317 ANNA WAY | 2021-10-18 | Issued | Residential | Plumbing Permit | Installation - New | add new bathroom to new bonus room addtion/relocate laundry | 2500 | OWNER | - | - | - | - | OWNER | - | - | - | -
PLM2021-02511 | 753-742-4577 | 1302 ST MICHAELS LN | 2021-10-20 | Inspection | Residential | Plumbing Permit | Other | install shower toilet sink | 1600 | BRAIN - OWNER | 1302 ST MICHAELS LN | HENRICO | VA | 23226 | - | - | - | - | -
PLM2021-02512 | 734-781-8583 | 12476 DONAHUE RD | 2021-10-19 | Finaled | Residential | Plumbing Permit | Installation - New | Install backflow preventer for irrigation system | 800 | BOONE HOMES INC | 62 BROAD STREET RD | MANAKIN SABOT | VA | 23103 | COLLIER COMPANIES | 1500 OAKBRIDGE TERRACE | POWHATAN | VA | 23139
PLM2021-02513 | 763-774-4431 | 3425 HUNTON RIDGE DR | 2021-10-19 | Issued | Residential | Plumbing Permit | Other | residential addition | 2000 | BLUE RIDGE CUSTOM HOMES | - | - | - | - | LEGACY PLUMBING INC | PO BOX 10 | MOSELEY | VA | 23120
PLM2021-02514 | 823-692-4375 | 6938 HAPSBURG LN | 2021-10-20 | Finaled | Residential | Plumbing Permit | Installation - New | INSTALL BACKFLOW PREVENTER FOR IRRIGATION | 100 | BOYD CORPORATION | 544 NEWTOWN RD | VIRGINIA BEACH | VA | 23462 | BIASE CORP | 13501 E BOUNDARY RD | MIDLOTHIAN | VA | 23112
PLM2021-02515 | 786-751-3809 | 5601 NOBLE AVE | 2021-10-19 | Issued | Residential | Plumbing Permit | Installation - New | Plumbing for new single family dwelling. | 5000 | LIBERTY HOMES VA INC-2705170573 A | 8249 CROWN COLONY PKWY | MECHANICSVILLE | VA | 23116 | IMPERIAL PLUMBING INC | PO BOX 476 | MIDLOTHIAN | VA | 23113
PLM2021-02516 | 786-751-1921 | 5608 NOBLE AVE | 2021-10-19 | Issued | Residential | Plumbing Permit | Installation - New | Plumbing for new single family dwelling. | 5000 | LIBERTY HOMES VA INC-2705170573 A | 8249 CROWN COLONY PKWY | MECHANICSVILLE | VA | 23116 | IMPERIAL PLUMBING INC | PO BOX 476 | MIDLOTHIAN | VA | 23113
PLM2021-02517 | 786-750-5591 | 5528 MOSS SIDE AVE | 2021-10-19 | Issued | Residential | Plumbing Permit | Installation - New | Plumbing for new single family dwelling. | 5000 | LIBERTY HOMES INC-2705038060 A | 8249 CROWN COLONY PKWY | MECHANICSVILLE | VA | 23116 | IMPERIAL PLUMBING INC | PO BOX 476 | MIDLOTHIAN | VA | 23113
PLM2021-02518 | 781-774-1208 | 10878 HARVEST MILL PL | 2021-10-20 | Issued | Residential | Plumbing Permit | Installation - New | new construction-install plumbing-sewer-water-inside gas piping | 5400 | LIFESTYLE HOME BUILDERS | 4561 LIFESTYLE LANE | MIDLOTHIAN | VA | 23112 | PLUMBRIGHT PLUMBING INC | 1642 OAK LAKE BLVD E | MIDLOTHIAN | VA | 23112
PLM2021-02519 | 816-725-6198 | 5610 JEFFERSON ST | 2021-10-21 | Issued | Residential | Plumbing Permit | Installation - New | Plumbing for new single family dwelling. | 5000 | LIBERTY HOMES INC-2705038060 A | 8249 CROWN COLONY PKWY | MECHANICSVILLE | VA | 23116 | IMPERIAL PLUMBING INC | PO BOX 476 | MIDLOTHIAN | VA | 23113
PLM2021-02521 | 793-738-5436 | 405 E LABURNUM AVE | 2021-10-21 | Issued | Commercial | Plumbing Permit | Other | ROUGH PLUMBING & TRIM OUT FOR 2 NEW RESTROOMS-1 MOP SINK-1 BREAK SINK-1 WTR COOLER | 17000 | US2BG CONTRACTING LLC | 8100 HUNGARY RD | HENRICO | VA | 23060 | ADVANTAGE PLUMBING | 2803 FALLING CREEK AVE | NORTH CHESTERFIELD | VA | 23234
PLM2021-02522 | 785-760-2751 | 715 MCCORMICK FARM DR Unit: A | 2021-10-21 | Issued | Commercial | Plumbing Permit | Installation - New | INSTALL 15.00 LF OF 2" COPPER WATERLINE TO 5' PF BLD | 1400 | STANLEY MARTIN COMPANIES LLC | 11710 PLAZA AMERICA DR | RESTON | VA | 20190 | CASTLE EQUIPMENT CORP | 2000 BELLWOOD RD | RICHMOND | VA | 23237
PLM2021-02523 | 747-769-0401 | 705 FOUNDRY PARK CT | 2021-10-27 | Finaled | Residential | Plumbing Permit | Installation - New | Install backflow preventer for irrigation system | 250 | LEGAULT HOMES LLC | P O BOX 5575 | GLEN ALLEN | VA | 23058 | LAYMAN IRRIGATION & TRENCHING | 1961 URBINE RD | POWHATAN | VA | 23139
PLM2021-02524 | 751-736-9973 | 411 SEPTEMBER DR | 2021-10-21 | Issued | Residential | Plumbing Permit | Installation - New | INSTALL RESIDENTIAL PLUMBING | 2000 | RCI BUILDERS LLC | 9245 SHADY GROVE RD | MECHANICSVILLE | VA | 23116 | ALL IN ONE CONTRACTING | 13613 CANNONADE LANE | MIDLOTHIAN | VA | 23112
PLM2021-02525 | 733-776-5377 | 12336 HAYBROOK LN | 2021-10-25 | Issued | Residential | Plumbing Permit | Installation - New | Plumbing & Gas for new single family dwelling | 8000 | PERKINSON HOMES, INC | 15919 ALSDELL RD | MIDLOTHIAN | VA | 23112 | GLEN ALLEN PLUMBING | 2151 LANIER LANE | ROCKVILLE | VA | 23146
PLM2021-02526 | 810-732-1805 | 3912 ROSEMALLOW PL | 2021-10-22 | Issued | Residential | Plumbing Permit | Installation - New | Install backflow preventer for irrigation system | 150 | RYAN HOMES | 7501 BOULDERS VIEW DRIVE | RICHMOND | VA | 23225 | PROVING GROUNDS LLC | 14494 STONE HORSE CREEK RD | GLEN ALLEN | VA | 23059
PLM2021-02527 | 809-731-8084 | 3824 PURPLE HAZE CT | 2021-10-22 | Finaled | Residential | Plumbing Permit | Installation - New | Install backflow preventer for irrigation system | 150 | RYAN HOMES | 7501 BOULDERS VIEW DRIVE | RICHMOND | VA | 23225 | PROVING GROUNDS LLC | 14494 STONE HORSE CREEK RD | GLEN ALLEN | VA | 23059
PLM2021-02528 | 809-731-5362 | 3896 HARVIE RD | 2021-10-22 | Finaled | Residential | Plumbing Permit | Installation - New | Install backflow preventer for irrigation systems | 150 | RYAN HOMES | 7501 BOULDERS VIEW DRIVE | RICHMOND | VA | 23225 | PROVING GROUNDS LLC | 14494 STONE HORSE CREEK RD | GLEN ALLEN | VA | 23059
PLM2021-02529 | 764-767-1425 | 6521 LIDDY CIR | 2021-10-22 | Issued | Residential | Plumbing Permit | Installation - New | Install backflow preventer for irrigation system | 150 | RYAN HOMES | 7501 BOULDERS VIEW DRIVE | RICHMOND | VA | 23225 | PROVING GROUNDS LLC | 14494 STONE HORSE CREEK RD | GLEN ALLEN | VA | 23059
PLM2021-02530 | 764-767-1731 | 6517 LIDDY CIR | 2021-10-22 | Issued | Residential | Plumbing Permit | Installation - New | Install backflow preventer for irrigation system | 150 | RYAN HOMES | 7501 BOULDERS VIEW DRIVE | RICHMOND | VA | 23225 | PROVING GROUNDS LLC | 14494 STONE HORSE CREEK RD | GLEN ALLEN | VA | 23059
PLM2021-02531 | 824-693-3720 | 7005 SIR GALAHAD RD | 2021-10-22 | Issued | Residential | Plumbing Permit | Installation - New | Plumbing & gas for new single family dwelling | 5500 | BOYD CORPORATION | 544 NEWTOWN RD | VIRGINIA BEACH | VA | 23462 | IMPERIAL PLUMBING INC | PO BOX 476 | MIDLOTHIAN | VA | 23113
PLM2021-02532 | 747-763-5464.052 | 4932 DOMINION BLVD Unit: E-2 | 2021-10-26 | Inspection | Commercial | Plumbing Permit | Tenant Upfit - Existing | RUN GROUND WORK PLUMBING AND ROUGH IN FOR 2 TOILETS-2LAVS-1 KITCHEN SINK-1 MOP SINK-1 DRINK FOUNTAIN-1 WTR HTR | 2500 | OWNER | - | - | - | - | INTERNATIONAL PLUMBING | 12769 OAK LAKE CT | HENRICO | VA | 23233
PLM2021-02533 | 734-781-4966 | 12515 DONAHUE RD | 2021-10-25 | Finaled | Residential | Plumbing Permit | Installation - New | install backflow device for irrigation system | 800 | BOONE HOMES INC | 62 BROAD STREET RD | MANAKIN SABOT | VA | 23103 | COLLIER COMPANIES | 1500 OAKBRIDGE TERRACE | POWHATAN | VA | 23139
PLM2021-02534 | 816-711-7826 | 5441 S LABURNUM AVE | 2021-10-26 | Issued | Commercial | Plumbing Permit | Installation - New | installation of backflow preventer for irrigation system. enterprise zone | 0 | WIMCO CORPORATION | PO BOX 121 | WASHINGTON | NC | 27889 | BEEM IRRIGATION INC | 7935 OLD JESSUP RD | JESSUP | MD | 20794
PLM2021-02538 | 743-737-7743 | 108 CARTERWOOD PL | 2021-10-26 | Inspection | Residential | Plumbing Permit | Installation - New | new construction | 12500 | BIRINGER BUILDERS INC | 1260 SYCAMORE SQUARE | MIDLOTHIAN | VA | 23112 | COLONIAL PLUMBING AND HEATING CO | 114 CHARLOTTE AVE | COLONIAL HGTS | VA | 23834
PLM2021-02539 | 780-761-0116 | 1760 ALTMAN RD | 2021-10-26 | Issued | Residential | Plumbing Permit | Installation - New | INSTALL NEW SHOWER / TOILET / SINK | 2000 | - | - | - | - | - | OWNER | - | - | - | -
PLM2021-02540 | 750-767-3526 | 10945 NUCKOLS RD | 2021-10-28 | Issued | Commercial | Plumbing Permit | Installation - New | INSTALL WATER SERVICE & SEWER SERVICE TO WITHIN 5' OUTSIDE BLD | 12000 | DOMINION CONSTRUCTION PARTNERS | 4198 COX RD, STE 107 | GLEN ALLEN | VA | 23060 | ROBERT M MARTIN ENTERPRISES | 16516 HAPPY HILL RD | S CHESTERFIELD | VA | 23834
PLM2021-02541 | 746-752-4340 | 9900 RIDGEFIELD PKWY | 2021-10-28 | Issued | Commercial | Plumbing Permit | Installation - New | plumbing for new retroom bld-1 hose bib-6 cleanouts-1 hot wtr recirc pump-1 expansion tank-3 ther mix valves | 67500 | ATHENS BUILDING CORP | 1700 BROAD ROCK RD | RICHMOND | VA | 23224 | BANTAMS PLUMBING CO INC | 10010 LICKINGHOLE RD | ASHLAND | VA | 23005
PLM2021-02542 | 809-731-9663 | 3833 PURPLE HAZE CT | 2021-10-27 | Issued | Residential | Plumbing Permit | Installation - New | INSTALLATION OF PLUMBING & GAS IN NEW CONSTRUCTION HOME | 4800 | RYAN HOMES | 7501 BOULDERS VIEW DRIVE | RICHMOND | VA | 23225 | SUPERIOR PLUMBING HEATING & AIR INC | 2809 ACKLEY AVE | RICHMOND | VA | 23228
PLM2021-02543 | 801-729-9926 | 2801 HARTMAN ST | 2021-10-27 | Issued | Residential | Plumbing Permit | Alteration | Plumbing renovation - 2 full baths, kitchen & laundry | 9500 | HENDRICKS | 2801 HARTMAN ST | HENRICO | VA | 23223 | HENDRICKS | 2801 HARTMAN ST | HENRICO | VA | 23223
PLM2021-02544 | 824-691-0399 | 6933 SIR GALAHAD RD | 2021-10-27 | Issued | Residential | Plumbing Permit | Installation - New | Plumbing for new single family dwelling. | 5500 | BOYD CORPORATION | 544 NEWTOWN RD | VIRGINIA BEACH | VA | 23462 | IMPERIAL PLUMBING INC | PO BOX 476 | MIDLOTHIAN | VA | 23113
PLM2021-02545 | 822-691-7039 | 6808 SIR GALAHAD CT | 2021-10-27 | Issued | Residential | Plumbing Permit | Installation - New | Plumbing for new single family dwelling. | 5500 | BOYD CORPORATION | 544 NEWTOWN RD | VIRGINIA BEACH | VA | 23462 | IMPERIAL PLUMBING INC | PO BOX 476 | MIDLOTHIAN | VA | 23113
PLM2021-02546 | 831-714-1765 | 11 HANOVER AVE | 2021-10-27 | Issued | Residential | Plumbing Permit | Installation - New | Plumbing for new single family dwelling. | 5000 | LIBERTY HOMES VA INC-2705170573 A | 8249 CROWN COLONY PKWY | MECHANICSVILLE | VA | 23116 | IMPERIAL PLUMBING INC | PO BOX 476 | MIDLOTHIAN | VA | 23113
PLM2021-02547 | 757-738-8944 | 811 HEPLER RD | 2021-10-28 | Inspection | Residential | Plumbing Permit | Installation - New | New Construction. (2) full baths | 3500 | OWNER- SHARON SPIVEY | - | - | - | - | ANDREWS PLUMBING, LLC | 12800 HARROWGATE ROAD | CHESTER | VA | 23831
PLM2021-02548 | 776-747-0192 | 2916 PINEHURST RD | 2021-10-28 | Inspection | Residential | Plumbing Permit | Repair | Replace all plumbing after fire. | 7500 | CAPITAL CONSTRUCTION SERVICES INC | 601 MOOREFIELD PARK DR | N. CHESTERFIELD | VA | 23236 | ANDREWS PLUMBING, LLC | 12800 HARROWGATE ROAD | CHESTER | VA | 23831
PLM2021-02549 | 805-737-9165 | 2904 VALLEY SIDE TER | 2021-10-28 | Issued | Residential | Plumbing Permit | Repair | Redo plumbing in house for (2) bathrooms and utility room. | 4000 | WILTON CONSTRUCTION SERVICES INC | P O BOX 552 | MIDLOTHIAN | VA | 23113 | ANDREWS PLUMBING, LLC | 12800 HARROWGATE ROAD | CHESTER | VA | 23831
PLM2021-02550 | 823-692-3959 | 6930 HAPSBURG LN | 2021-10-29 | Finaled | Residential | Plumbing Permit | Installation - New | Installation of Backflow Preventor for Irrigation | 100 | - | - | - | - | - | BIASE CORP | 13501 E BOUNDARY RD | MIDLOTHIAN | VA | 23112
PLM2021-02551 | 740-744-0416 | 1503 HARBOROUGH RD | 2021-10-27 | Issued | Residential | Plumbing Permit | Other | MOTHER IN LAW WUITE-WATER-SEWER-BATHROOM-KITCHEN | 6000 | BETHLEHEM CONSTRUCTION CO INC | 2501 LIBERTY HILL RD | POWHATAN | VA | 23139 | COLBERT PLUMBING INC | 4351 FOXWORTH LANE | MECHANICSVILLE | VA | 23111
PLM2021-02553 | 762-739-2915 | 907 RIDGE TOP RD | 2021-10-27 | Issued | Residential | Plumbing Permit | Installation - New | plumb new dwelling (COMPLETE WORK STARTED IN PLM2021-01551) | 3200 | RIJACK CONSTRUCTION LLC | 8426 SLEEPY DUCK PLACE | HENRICO | VA | 23229 | CARTER DIVERSIFIED INCORPORATED | 224 GAWAIN DRIVE | RICHMOND | VA | 23223
PLM2021-02554 | 823-692-8640 | 7009 HAPSBURG CT | 2021-10-28 | Issued | Residential | Plumbing Permit | Installation - New | Plumbing for new single family dwelling. | 5500 | BOYD CORPORATION | 544 NEWTOWN RD | VIRGINIA BEACH | VA | 23462 | IMPERIAL PLUMBING INC | PO BOX 476 | MIDLOTHIAN | VA | 23113
PLM2021-02556 | 761-731-7854 | 5015 HUGUENOT RD | 2021-10-29 | Issued | Commercial | Plumbing Permit | Tenant Upfit - Existing | FURNISH/INSTALL PLUMBING SYSTEM PER PLANS | 5000 | RGI GENERAL CONTRACTORS | 5544 GREENWICH RD | VIRGINIA BEACH | VA | 23462 | DESIGN & BUILD PLUMBING INC | P O BOX 5958 | MIDLOTHIAN | VA | 23112
PLM2021-02557 | 761-740-3601 | 713 WOODBERRY RD | 2021-10-29 | Issued | Residential | Plumbing Permit | Other | ADDITIONAL | 3850 | LALLY CONSTRUCTION INC | 210 WEST HILLCREST AVE | HENRICO | VA | 23220 | LEGACY PLUMBING INC | PO BOX 10 | MOSELEY | VA | 23120
PLM2021-02558 | 761-738-6669 | 619 HORSEPEN RD | 2021-10-29 | Issued | Residential | Plumbing Permit | Installation - New | NEW DWELLING | 2800 | CLAY STREET BUILDERS LLC | 2150 CARTER GALLIER BLVD | POWHATAN | VA | 23139 | LEGACY PLUMBING INC | PO BOX 10 | MOSELEY | VA | 23120
PLM2021-02559 | 743-735-3980 | 103 N ERLWOOD CT | 2021-10-29 | Inspection | Residential | Plumbing Permit | Other | install plumbing for single bathroom pool house conssting of a shower-toilet-single vanity-exterior kitchen sink on patio deck | 8500 | LIONHEAD LLC | 7460 WILTON RD | RICHMOND | VA | 23231 | PLUMBLIFE PLUMBING | 8136 WARRINER RD | HENRICO | VA | 23231
PLM2021-02576 | 837-694-2828 | 7389 YAHLEY MILL HOLW | 2021-10-29 | Issued | Residential | Plumbing Permit | Installation - New | Plumbing new dwelling | 5000 | - | - | - | - | - | - | - | - | - | -
SIG2021-00206 | 762-755-1612 | 8250 W BROAD ST | 2021-10-25 | Issued | - | Sign Permit | - | Sign | 6800 | SUPERIOR SIGNS LLC | 2510 WILLIS RD | N CHESTERFIELD | VA | 23237 | - | - | - | - | -
SIG2021-00206 | 762-755-1612 | 8250 W BROAD ST | 2021-10-25 | Issued | - | Sign Permit | - | Sign | 6800 | SUPERIOR SIGNS LLC | 2510 WILLIS RD | N CHESTERFIELD | VA | 23237 | - | - | - | - | -
SIG2021-00221 | 803-735-0877 | 3801 MECHANICSVILLE TPKE | 2021-10-20 | Issued | - | Sign Permit | - | Sign | 8600 | TOTAL IMAGE SOLUTIONS | 196 THEATER ROAD | SOUTH HILL | VA | 23970 | - | - | - | - | -

## NEW LMS
Permit Number | GPIN | Address | Parcel Legal Desc | Magisterial District | Permit Issued | Permit Name | Work Type | Primary Work Scope | Project Value
MEC-2021-103655 | 731-764-8653 | 342 PURBROOK LN, HENRICO, VA 23233-7604 | GREENGATE SC 3 BL J LT | Three Chopt | 2021/10/19 | Mechanical Permit | New Installation | Dwelling/Home Installation | 17551
FIR-2021-102744 | 773-736-2198 | 1601 WILLOW LAWN DR, HENRICO, VA 23230 | NORTH WILLOW LAWN AC | Brookland | 2021/10/15 | General Permit | Alteration | Fire Protection System | 1510
ELE-2021-102791 | 812-727-6502 | 280 CEDAR FORK RD, HENRICO, VA 23223 | WL CEDAR FORKS ROAD AC | Fairfield | 2021/10/07 | Electrical Permit | Alteration | Solar | 1000
ELE-2021-102458 | 815-722-5098 | 917 APPLE GROVE LN, HENRICO, VA 23223 | WYNFIELD SC D BL A LT | Varina | 2021/10/04 | Electrical Permit | Alteration | Solar | 1000
MEC-2021-102727 | 774-743-0462 | 3006 MANOR DR, HENRICO, VA 23230 | LAKEVIEW MANOR SC 2 BL C LT | Brookland | 2021/10/13 | Mechanical Permit | Repair/Replacement | Air Conditioning/HVAC | 4236
MEC-2021-103210 | 739-761-5482 | 11525 W BROAD ST, HENRICO, VA 23233 | SS BROAD ST RD AC | Three Chopt | 2021/10/13 | Mechanical Permit | Alteration | Tenant Upfit | 5000
ELE-2021-102589 | 760-741-7791 | 1205 HILLSIDE AVE, HENRICO, VA 23229 | STERLINGWOOD LT | Tuckahoe | 2021/10/05 | Electrical Permit | Alteration | Solar | 24640
MEC-2021-102546 | 784-747-5128 | 5734 BROOK RD, HENRICO, VA 23227-2273 | BROOK RD AC | Fairfield | 2021/10/06 | Mechanical Permit | Alteration | Tenant Upfit | 2000
ELE-2021-104325 | 762-742-1205 | 7408 NORMANDY DR, HENRICO, VA 23229 | SUNSET HILLS SC A LT | Tuckahoe | 2021/10/27 | Electrical Permit | Repair/Replacement | Other (please describe in detail below) | 550
ELE-2021-104342 | 765-772-0022 | 3804 MILL PLACE DR, GLEN ALLEN, VA 23060 | MILL PLACE WEST SC A BL B LT | Brookland | 2021/10/27 | Electrical Permit | Alteration | Other (please describe in detail below) | 500
MEC-2021-102514 | 805-678-8104 | 8979 OSBORNE TPKE, HENRICO, VA 23231 | OSBORNE PIKE AC | Varina | 2021/10/04 | Mechanical Permit | Repair/Replacement | Other (please describe in detail below) | 5000
ELE-2021-103732 | 755-736-9621 | 8121 HOLMES AVE, HENRICO, VA 23229 | NR ZIONTOWN ROAD AC | Tuckahoe | 2021/10/20 | Electrical Permit | New Installation | Generator | 12185
MEC-2021-104414 | 822-691-6620 | 6809 SIR GALAHAD CT, HENRICO, VA 23231 | CASTLETON SC 3 BL A LT | Varina | 2021/10/28 | Mechanical Permit | New Installation | Gas Piping (Natural) | 1000
MEC-2021-103661 | 746-774-4854 | 100 EASTSHORE DR, GLEN ALLEN, VA 23059 | NUCKOLS RD AC | Three Chopt | 2021/10/20 | Mechanical Permit | Alteration | Tenant Upfit | 2000
PLM-2021-103762 | 732-764-0863 | 346 BECKLOW AVE, HENRICO, VA 23233-7604 | GREENGATE SC 3 BL K LT | Three Chopt | 2021/10/20 | Plumbing Permit | New Installation | Dwelling/Home Installation | 5400
PLM-2021-103761 | 732-764-0961 | 344 BECKLOW AVE, HENRICO, VA 23233-7604 | GREENGATE SC 3 BL K LT | Three Chopt | 2021/10/20 | Plumbing Permit | New Installation | Dwelling/Home Installation | 5400
PLM-2021-103763 | 732-764-0865 | 348 BECKLOW AVE, HENRICO, VA 23233-7604 | GREENGATE SC 3 BL K LT | Three Chopt | 2021/10/20 | Plumbing Permit | New Installation | Dwelling/Home Installation | 5400
ELE-2021-100331 | 825-691-5697 | 6990 BOLELYN DR, HENRICO, VA 23231 | CASTLETON SC 4 BL D LT | Varina | 2021/10/06 | Electrical Permit | New Installation | Solar | 7300
ELE-2021-103916 | 746-774-1699 | 201 CONCOURSE BLVD, GLEN ALLEN, VA 23059 | NUCKOLS RD AC | Three Chopt | 2021/10/26 | Electrical Permit | New Installation | Low Voltage | 6040
ELE-2021-102299 | 749-765-2691 | 4524 CEDAR FOREST RD, GLEN ALLEN, VA 23060 | CEDARS AT INNSBROOK SC B BL A LT | Three Chopt | 2021/10/01 | Electrical Permit | Alteration | Solar | 23000
PLM-2021-104557 | 761-759-8645 | 8709 WOODLAKE DR, HENRICO, VA 23294 | WEST END MANOR SC D BL S LT | Brookland | 2021/10/29 | Plumbing Permit | Repair/Replacement | Water Distribution | 1685
ELE-2021-103097 | 759-744-0883 | 8007 DISCOVERY DR, HENRICO, VA 23229 | KOGER OFFICE CENTER BL PT C AC | Three Chopt | 2021/10/14 | Electrical Permit | New Installation | Other (please describe in detail below) | 17900
MEC-2021-103748 | 822-694-2544 | 3220 ELLA RD, HENRICO, VA 23231 | WHITLOCK ESTATES SC A BL A LT | Varina | 2021/10/20 | Mechanical Permit | New Installation | Above Ground Tank (LP) | 250
MEC-2021-104444 | 856-700-6184 | 4918 RAIL DR, SANDSTON, VA 23150 | ELKO STATION SC A BL A LT | Varina | 2021/10/28 | Mechanical Permit | New Installation | Gas Piping (LP) | 937
MEC-2021-102843 | 778-745-9996 | 2614 GREENWAY AVE, HENRICO, VA 23228 | HERMITAGE PARK BL 19 LT | Brookland | 2021/10/08 | Mechanical Permit | Alteration | Air Conditioning/HVAC | 5500
ELE-2021-102588 | 759-761-9396 | 4617 RIVER MILL CT, GLEN ALLEN, VA 23060 | MILL WAY SC 1 BL A LT | Brookland | 2021/10/05 | Electrical Permit | Alteration | Solar | 1000
ELE-2021-102867 | 749-734-2592 | 8658 RIO GRANDE RD, HENRICO, VA 23229 | SLEEPY HOLLOW BL C LT | Tuckahoe | 2021/10/08 | Electrical Permit | Repair/Replacement | Other (please describe in detail below) | 944
MEC-2021-104126 | 781-758-2688 | 1635 FOREST GLEN RD, GLEN ALLEN, VA 23060 | MIDDLETON BL B LT | Fairfield | 2021/10/25 | Mechanical Permit | Alteration | Air Conditioning/HVAC | 8869
MEC-2021-101825 | 734-780-2794.040 | 12463 DONAHUE RD, GLEN ALLEN, VA 23059 | DOMINION PARK CONDOMINIUM PH 31 UN | Three Chopt | 2021/10/05 | Mechanical Permit | Alteration | Duct Work | 738
FIR-2021-102733 | 732-764-0959 | 342 BECKLOW AVE, HENRICO, VA 23233-7604 | GREENGATE SC 3 BL K LT | Three Chopt | 2021/10/07 | General Permit | New Installation | Fire Protection System | 3172
MEC-2021-102525 | 755-741-1507 | 8502 JULIAN RD, HENRICO, VA 23229 | GLEN RIDGE BL B LT | Tuckahoe | 2021/10/05 | Mechanical Permit | Repair/Replacement | Other (please describe in detail below) | 5000
ELE-2021-101783 | 733-753-7408 | 11200 WARREN VIEW RD, HENRICO, VA 23233-2247 | RIDGEFIELD SC C BL B LT | Tuckahoe | 2021/10/05 | Electrical Permit | New Installation | Pool/Spa | 800
MEC-2021-103472 | 783-746-9382 | 2024 CEDARBIRD WAY, HENRICO, VA 23228 | LAKESIDE LANDING SC 2 BL B LT | Fairfield | 2021/10/18 | Mechanical Permit | New Installation | Dwelling/Home Installation | 7800
MEC-2021-103141 | 773-745-0783 | 4129 TOWNHOUSE RD, HENRICO, VA 23228 | STAPLES MILL RD AC | Brookland | 2021/10/13 | Mechanical Permit | Repair/Replacement | Dryer Exhaust | 500
ELE-2021-102395 | 809-733-7779 | 1528 SELMA LN, HENRICO, VA 23223 | CLARENDON WOODS SC 2 BL B LT | Fairfield | 2021/10/04 | Electrical Permit | Alteration | Solar | 77695
PLM-2021-103358 | 774-740-5174 | 2363 ROUX ST, HENRICO, VA 23230 | BETHLEHEM & STAPLES AC | Brookland | 2021/10/22 | Plumbing Permit | New Installation | Other (please describe in detail below) | 24950
PLM-2021-103580 | 739-761-5482 | 11525 W BROAD ST, HENRICO, VA 23233 | SS BROAD ST RD AC | Three Chopt | 2021/10/22 | Plumbing Permit | Alteration | Commercial Building | 6000
PLM-2021-103660 | 751-767-0759 | 10900 NUCKOLS RD, GLEN ALLEN, VA 23060 | INNSBROOK NORTH SC C BL B AC | Three Chopt | 2021/10/22 | Plumbing Permit | Alteration | Tenant Upfit | 8200
MEC-2021-102664 | 748-749-9101 | 9521 CHATTERLEIGH DR, HENRICO, VA 23238 | CANDLEWOOD BL A LT | Tuckahoe | 2021/10/06 | Mechanical Permit | New Installation | Other (please describe in detail below) | 6156
PLM-2021-102910 | 830-712-7420 | 421 SEABURY AVE, SANDSTON, VA 23150 | LEE PARK BL C LT | Varina | 2021/10/08 | Plumbing Permit | Alteration | Gas Piping (LP) | 512
SIG-2021-102029 | 750-764-8232 | 4461 COX RD, GLEN ALLEN, VA 23060 | INNSBROOK SC H BL A AC | Three Chopt | 2021/10/12 | General Permit | Repair/Replacement | Freestanding | 9544.96
ELE-2021-102675 | 729-758-1115 | 3600 MILBRIER PL, HENRICO, VA 23233-7641 | MILHAVEN SC 1 BL A LT | Three Chopt | 2021/10/06 | Electrical Permit | Repair/Replacement | Other (please describe in detail below) | 2600
ELE-2021-103019 | 766-752-0905.001 | 3001 HUNGARY SPRING RD, HENRICO, VA 23228 | HUNGARY SPRING OFF PK COND UN | Brookland | 2021/10/28 | Electrical Permit | Alteration | Other (please describe in detail below) | 7200
ELE-2021-104613 | 811-711-6558 | 2171 CHARLES CITY RD, HENRICO, VA 23231 | WEDGEWOOD FARMS LT | Varina | 2021/10/29 | Electrical Permit | Alteration | Dwelling/Home Installation | 1500
FIR-2021-101956 | 746-774-1699 | 201 CONCOURSE BLVD, GLEN ALLEN, VA 23059 | NUCKOLS RD AC | Three Chopt | 2021/10/04 | General Permit | Alteration | Fire Protection System | 2675
MEC-2021-104351 | 741-782-0471 | 6217 WALBOROUGH CT, GLEN ALLEN, VA 23059 | WEXFORD AT WYNDHAM BL B LT | Three Chopt | 2021/10/28 | Mechanical Permit | Repair/Replacement | Gas Piping (Natural) | 2221.06
MEC-2021-102486 | 736-755-6315.010 | 2659 TRELLIS GREEN CIR, HENRICO, VA 23233-6984 | CHURCH ROAD COMMONS CONDOS PH 9 UN | Three Chopt | 2021/10/04 | Mechanical Permit | Repair/Replacement | Fuel - Other | 16470
MEC-2021-103405 | 812-694-3260 | 7338 WILLSON RD, HENRICO, VA 23231 | WS WILSON RD AC | Varina | 2021/10/15 | Mechanical Permit | New Installation | Air Conditioning/HVAC | 6600
MEC-2021-104450 | 752-758-3132 | 3801 GASKINS RD, HENRICO, VA 23233 | DEEP RUN BUS CENTER SC B BL PT AC | Three Chopt | 2021/10/28 | Mechanical Permit | New Installation | Other (please describe in detail below) | 2500
MEC-2021-104028 | 773-745-0783 | 4133 TOWNHOUSE RD, HENRICO, VA 23228 | STAPLES MILL RD AC | Brookland | 2021/10/25 | Mechanical Permit | Repair/Replacement | Dryer Exhaust | 500
ELE-2021-102559 | 752-756-0070 | 9930 INDEPENDENCE PARK DR, HENRICO, VA 23233 | WEST OF PEMBERTON AC | Three Chopt | 2021/10/06 | Electrical Permit | Alteration | Tenant Upfit | 66906
MEC-2021-102662 | 759-760-1191 | 4212 ENGLISH HOLLY CIR, HENRICO, VA 23294 | PARK WEST BL B LT | Brookland | 2021/10/06 | Mechanical Permit | Repair/Replacement | Air Conditioning/HVAC | 8915.99
SIG-2021-101335 | 744-761-3043 | 11104 W BROAD ST, GLEN ALLEN, VA 23060 | W BROAD ST AC | Three Chopt | 2021/10/01 | General Permit | New Installation | Wall Mounted | 23500
SIG-2021-101346 | 801-732-6533 | 3071 MECHANICSVILLE TPKE, HENRICO, VA 23223 | ES MECHANICSVLLE PK AC | Fairfield | 2021/10/01 | General Permit | New Installation | Wall Mounted | 3500
PLM-2021-104272 | 751-743-0257 | 1221 BLUE JAY LN, HENRICO, VA 23229 | GREENBRIER HILLS SC B BL J LT | Tuckahoe | 2021/10/26 | Plumbing Permit | Alteration | Other (please describe in detail below) | 800
SIG-2021-102082 | 824-720-6381 | 59 S AIRPORT DR, HENRICO, VA 23075 | SL AIRPORT DRIVE AC | Varina | 2021/10/14 | General Permit | New Installation | Wall Mounted | 2700
SIG-2021-102124 | 793-738-7136 | 409 E LABURNUM AVE, HENRICO, VA 23222 | LABURNUM GROVE BL A LT | Fairfield | 2021/10/14 | General Permit | Repair/Replacement | Freestanding | 3264
SIG-2021-102232 | 752-743-9774 | 1420 N PARHAM RD, HENRICO, VA 23229 | PARHAM & QUIOCCASIN RD AC | Tuckahoe | 2021/10/14 | General Permit | New Installation | Wall Mounted | 1985
SIG-2021-102324 | 802-735-7608 | 3631 MECHANICSVILLE TPKE, HENRICO, VA 23223 | PEMBERTON PLACE SC 2 BL 7 LT | Fairfield | 2021/10/14 | General Permit | Repair/Replacement | Freestanding | 2060
ELE-2021-104268 | 751-743-0257 | 1221 BLUE JAY LN, HENRICO, VA 23229 | GREENBRIER HILLS SC B BL J LT | Tuckahoe | 2021/10/26 | Electrical Permit | Alteration | Other (please describe in detail below) | 10917
PLM-2021-102961 | 779-743-6252 | 2414 WEDGEWOOD AVE, HENRICO, VA 23228 | BRYAN PARKWAY SC B BL 19 LT | Brookland | 2021/10/11 | Plumbing Permit | Repair/Replacement | Gas Piping (LP) | 3359
SIG-2021-102603 | 737-751-0067 | 2238 JOHN ROLFE PKWY #11, HENRICO, VA 23233-6913 | E OF RIDGEFIELD PWY AC | Tuckahoe | 2021/10/14 | General Permit | Alteration | Wall Mounted | 3090
SIG-2021-102666 | 801-732-6533 | 3099 MECHANICSVILLE TPKE, HENRICO, VA 23223 | ES MECHANICSVLLE PK AC | Fairfield | 2021/10/14 | General Permit | New Installation | Wall Mounted | 1470
PLM-2021-103492 | 810-732-1717 | 3908 ROSEMALLOW PL, HENRICO, VA 23223 | HARVIE POINT SC 1 BL A LT | Fairfield | 2021/10/21 | Plumbing Permit | New Installation | Dwelling/Home Installation | 4800
ELE-2021-103638 | 808-736-0556 | 3252 PURVIS RD, HENRICO, VA 23223 | OAK GLEN SC 4 BL D LT | Fairfield | 2021/10/19 | Electrical Permit | Alteration | Solar | 1000
MEC-2021-104373 | 817-706-8512 | 2800 SPROUSE DR, HENRICO, VA 23231 | SEVEN HILLS IND CTR SC A BL C AC | Varina | 2021/10/28 | Mechanical Permit | New Installation | Air Conditioning/HVAC | 92412
MEC-2021-104383 | 739-776-8703 | 12020 WYNDHAM LAKE DR, GLEN ALLEN, VA 23059 | NUCKOLS RD AC | Three Chopt | 2021/10/28 | Mechanical Permit | Repair/Replacement | Other (please describe in detail below) | 29628
ELE-2021-103806 | 782-772-2316 | 4004 SWEET AZALEA ROW, GLEN ALLEN, VA 23059 | RIVER MILL SC 2 BL H LT | Fairfield | 2021/10/20 | Electrical Permit | Alteration | Solar | 1000
MEC-2021-104453 | 776-756-6775 | 8605 NORTH HILL DR, HENRICO, VA 23228 | LYDELL HEIGHTS BL B LT | Fairfield | 2021/10/28 | Mechanical Permit | Repair/Replacement | Air Conditioning/HVAC | 8742.59
ELE-2021-102862 | 742-780-0526 | 11033 TREYBURN DR, GLEN ALLEN, VA 23059 | TREYBURN AT WYNDHAM BL A LT | Three Chopt | 2021/10/25 | Electrical Permit | Alteration | Dwelling/Home Installation | 5970
ELE-2021-104093 | 779-760-3537 | 9005 TWEED RD, HENRICO, VA 23228-1507 | NORTH RUN ESTATES BL A LT | Fairfield | 2021/10/25 | Electrical Permit | Alteration | Other (please describe in detail below) | 250
ELE-2021-103354 | 745-765-8873 | 4725 GREENBROOKE DR, GLEN ALLEN, VA 23060 | SADLER GROVE SC C BL B LT | Three Chopt | 2021/10/15 | Electrical Permit | Alteration | Dwelling/Home Installation | 2500
PLM-2021-101304 | 762-740-9594 | 7240 PATTERSON AVE, HENRICO, VA 23229 | PATTERSON&HRSPN RD AC | Tuckahoe | 2021/10/04 | Plumbing Permit | Alteration | Other (please describe in detail below) | 62900
MEC-2021-102806 | 816-684-7232 | 8361 STRATH RD, HENRICO, VA 23231 | EL STRATH ROAD AC | Varina | 2021/10/12 | Mechanical Permit | Alteration | Air Conditioning/HVAC | 8000
PLM-2021-102507 | 765-748-4587 | 2769 LASSEN DR, HENRICO, VA 23294 | WILLARD RD 9.7 | Tuckahoe | 2021/10/06 | Plumbing Permit | New Installation | Dwelling/Home Installation | 7000
PLM-2021-102512 | 765-748-4587 | 2765 LASSEN DR, HENRICO, VA 23294 | WILLARD RD 9.7 | Tuckahoe | 2021/10/06 | Plumbing Permit | New Installation | Dwelling/Home Installation | 7000
PLM-2021-103868 | 749-766-3129 | 11100 RED CEDAR TER, GLEN ALLEN, VA 23060 | CEDARS AT INNSBROOK SC B BL C LT | Three Chopt | 2021/10/21 | Plumbing Permit | Repair/Replacement | Other (please describe in detail below) | 7342
PLM-2021-102569 | 754-739-6247 | 607 GLENDALE DR, HENRICO, VA 23229 | RIVERMONT SC 1 BL C LT | Tuckahoe | 2021/10/05 | Plumbing Permit | New Installation | Gas Piping (Natural) | 627
ELE-2021-103864 | 822-691-6620 | 6809 SIR GALAHAD CT, HENRICO, VA 23231 | CASTLETON SC 3 BL A LT | Varina | 2021/10/21 | Electrical Permit | Alteration | Other (please describe in detail below) | 10000
FIR-2021-103075 | 757-756-4724 | 9125 W BROAD ST #N, HENRICO, VA 23294 | S S BROAD ST ROAD AC | Three Chopt | 2021/10/26 | General Permit | New Installation | Fire Protection System | 4000
MEC-2021-102470 | 764-767-0201 | 6537 LIDDY CIR, GLEN ALLEN, VA 23060 | BRITLYN SOUTH BL B LT | Brookland | 2021/10/06 | Mechanical Permit | New Installation | Dwelling/Home Installation | 6000
PLM-2021-102882 | 756-734-2852 | 207 RALSTON RD, HENRICO, VA 23229 | RIVER ROAD HILLS BL E LT | Tuckahoe | 2021/10/08 | Plumbing Permit | New Installation | Gas Piping (Natural) | 6999.32
ELE-2021-100829 | 742-765-9481 | 4904 COBBLESTONE LANDING PL, GLEN ALLEN, VA 23059 | COBBLESTONE LANDING @ TWN HKRY SC B BL B LT | Three Chopt | 2021/10/04 | Electrical Permit | Alteration | Other (please describe in detail below) | 1500
MEC-2021-102840 | 756-734-2852 | 207 RALSTON RD, HENRICO, VA 23229 | RIVER ROAD HILLS BL E LT | Tuckahoe | 2021/10/08 | Mechanical Permit | Repair/Replacement | Gas Piping (Natural) | 6999.32
SIG-2021-101378 | 764-751-3476 | 7909 W BROAD ST, HENRICO, VA 23294 | W BROAD ST AC | Tuckahoe | 2021/10/01 | General Permit | Repair/Replacement | Wall Mounted | 2765
ELE-2021-102222 | 737-755-4910 | 11920 BRANDYVIEW LN, HENRICO, VA 23233-2301 | COVENTRY SC 3 BL A LT | Three Chopt | 2021/10/06 | Electrical Permit | New Installation | Other (please describe in detail below) | 2360.99
ELE-2021-104205 | 800-732-5605 | 3008 MECHANICSVILLE TPKE, HENRICO, VA 23223 | WL MECHANICSVILL PK AC | Fairfield | 2021/10/26 | Electrical Permit | Repair/Replacement | Other (please describe in detail below) | 3850
ELE-2021-104363 | 739-761-5482 | 11525 W BROAD ST, HENRICO, VA 23233 | SS BROAD ST RD AC | Three Chopt | 2021/10/28 | Electrical Permit | Alteration | Commercial Building | 20000
MEC-2021-103972 | 749-774-7718 | 5016 CHAPPELL RIDGE PL, GLEN ALLEN, VA 23059 | CHAPPELL RIDGE @ WYNDHAM FORST SC 2 BL A LT | Three Chopt | 2021/10/22 | Mechanical Permit | Repair/Replacement | Air Conditioning/HVAC | 2700
ELE-2021-104484 | 773-745-0783 | 4100 TOWNHOUSE RD, HENRICO, VA 23228 | STAPLES MILL RD AC | Brookland | 2021/10/28 | Electrical Permit | Repair/Replacement | Commercial Building | 5000
PLM-2021-103393 | 750-735-0105 | 109 DOVERLAND RD, HENRICO, VA 23229 | SLEEPY HOLLOW LT | Tuckahoe | 2021/10/19 | Plumbing Permit | Repair/Replacement | Other (please describe in detail below) | 2000
MEC-2021-103856 | 763-762-1663 | 3816 COLE'S POINT WAY, GLEN ALLEN, VA 23060 | COTTAGES AT CROSSRIDGE SC 2 BL E LT | Brookland | 2021/10/21 | Mechanical Permit | Repair/Replacement | Air Conditioning/HVAC | 5000
FIR-2021-104102 | 746-774-4854 | 100 EASTSHORE DR, GLEN ALLEN, VA 23059 | NUCKOLS RD AC | Three Chopt | 2021/10/25 | General Permit | Alteration | Fire Protection System | 1855
ELE-2021-102489 | 833-721-8113 | 3038 CHARTWOOD DR, SANDSTON, VA 23150 | CHARTWOOD SC A BL B LT | Varina | 2021/10/04 | Electrical Permit | Repair/Replacement | Other (please describe in detail below) | 10727
MEC-2021-102488 | 789-752-7679 | 5919 OLD ORCHARD RD, HENRICO, VA 23227 | CHAMBERLAYNE FARMS BL 2 LT | Fairfield | 2021/10/04 | Mechanical Permit | Repair/Replacement | Air Conditioning/HVAC | 6900
PLM-2021-103865 | 731-761-0521 | 13504 COTLEY LN, HENRICO, VA 23233-7631 | FOXHALL SC 4 BL B LT | Three Chopt | 2021/10/21 | Plumbing Permit | Alteration | Gas Piping (Natural) | 869
MEC-2021-102327 | 782-765-2280 | 9999 CRYSTAL LAKE AVE, GLEN ALLEN, VA 23059 | VIRGINIA MANOR BL C LT | Fairfield | 2021/10/01 | Mechanical Permit | Repair/Replacement | Gas Piping (Natural) | 800
PLM-2021-102381 | 736-757-8099 | 11722 RUTGERS DR, HENRICO, VA 23233-1695 | GLEN GARY SC C BL I LT | Three Chopt | 2021/10/01 | Plumbing Permit | Repair/Replacement | Other (please describe in detail below) | 2500
ELE-2021-102378 | 751-761-5235 | 10812 HINTON CT, GLEN ALLEN, VA 23060 | LEXINGTON SC 1 BL C LT | Three Chopt | 2021/10/01 | Electrical Permit | New Installation | Solar | 16280
MEC-2021-102095 | 734-780-2769 | 12317 WYNDHAM WEST DR, GLEN ALLEN, VA 23059 | ELLINGTON AT WYNDHAM SC 2 BL A LT | Three Chopt | 2021/10/11 | Mechanical Permit | New Installation | Dwelling/Home Installation | 18813
ELE-2021-102859 | 773-778-4660 | 11850 THOMAS MILL DR, GLEN ALLEN, VA 23059 | THOMAS MILL SC A BL A LT | Brookland | 2021/10/08 | Electrical Permit | Alteration | Solar | 40500
MEC-2021-102385 | 760-745-9877 | 7517 GREENGATE DR, HENRICO, VA 23229 | WESTGATE BL E LT | Three Chopt | 2021/10/01 | Mechanical Permit | Repair/Replacement | Other (please describe in detail below) | 5471
MEC-2021-102387 | 756-770-7438 | 5348 SPRINGFIELD RD, GLEN ALLEN, VA 23060 | SUMMERBERRY BL B LT | Brookland | 2021/10/01 | Mechanical Permit | Repair/Replacement | Other (please describe in detail below) | 5525
ELE-2021-104297 | 761-752-6413 | 2805 SKIPWITH RD, HENRICO, VA 23294 | SKIPWITH HEIGHTS BL A LT | Tuckahoe | 2021/10/27 | Electrical Permit | Alteration | Solar | 43297.25
MEC-2021-103282 | 739-781-3757 | 12104 DRUMORE CT, GLEN ALLEN, VA 23059 | PRESTON AT WYNDHAM SC A BL A LT | Three Chopt | 2021/10/14 | Mechanical Permit | Repair/Replacement | Air Conditioning/HVAC | 10290
ELE-2021-104298 | 738-765-2977 | 12112 LIESFELD POND DR, GLEN ALLEN, VA 23059-5803 | LIESFELD FARM AT BACOVA SC 1 BL D LT | Three Chopt | 2021/10/27 | Electrical Permit | Alteration | Solar | 10710
PLM-2021-102712 | 752-734-5040 | 8701 BERWICKSHIRE DR, HENRICO, VA 23229 | COUNTRYSIDE SC C BL D LT | Tuckahoe | 2021/10/06 | Plumbing Permit | New Installation | Gas Piping (Natural) | 4500
ELE-2021-102711 | 751-761-5235 | 10812 HINTON CT, GLEN ALLEN, VA 23060 | LEXINGTON SC 1 BL C LT | Three Chopt | 2021/10/06 | Electrical Permit | New Installation | Solar | 16280
MEC-2021-102210 | 744-760-0806 | 1906 LIESFELD PKWY, GLEN ALLEN, VA 23060 | WEST BROAD VILLAGE SC 6 BL I LT | Three Chopt | 2021/10/01 | Mechanical Permit | New Installation | Air Conditioning/HVAC | 3900
ELE-2021-102332 | 749-744-4002 | 1301 ELON RD, HENRICO, VA 23229 | FARMINGTON SC B BL K LT | Tuckahoe | 2021/10/01 | Electrical Permit | New Installation | Solar | 25600
MEC-2021-102113 | 748-737-9329 | 309 SANTA CLARA DR, HENRICO, VA 23229 | SLEEPY HOLLOW ESTS BL K LT | Tuckahoe | 2021/10/01 | Mechanical Permit | Alteration | Gas Piping (Natural) | 1995
MEC-2021-103996 | 751-767-0759 | 10900 NUCKOLS RD, GLEN ALLEN, VA 23060 | INNSBROOK NORTH SC C BL B AC | Three Chopt | 2021/10/22 | Mechanical Permit | Repair/Replacement | Other (please describe in detail below) | 20857
PLM-2021-101296 | 736-760-1637.024 | 11212 WELLESLEY TERRACE CT, HENRICO, VA 23233-7701 | PARK TERRACE WLLSLY PH 24 BL 24 UN | Three Chopt | 2021/10/15 | Plumbing Permit | New Installation | Gas Piping (Natural) | 1100
ELE-2021-102469 | 802-691-0389 | 7580 WILTON RD, HENRICO, VA 23231 | RICHMOND HEIGHTS SC A BL A LT | Varina | 2021/10/04 | Electrical Permit | Alteration | Other (please describe in detail below) | 10500
ELE-2021-102574 | 738-751-1669 | 2101 OAKHAMPTON PL, HENRICO, VA 23233-3564 | EDENBERRY SC A BL C LT | Tuckahoe | 2021/10/05 | Electrical Permit | Alteration | Solar | 1000
MEC-2021-104274 | 780-743-6660 | 2309 KENMORE RD, HENRICO, VA 23228 | BRYAN PARKWAY SC B BL 10 LT | Brookland | 2021/10/27 | Mechanical Permit | Alteration | Air Conditioning/HVAC | 13188
ELE-2021-103037 | 804-736-0198 | 3956 GROVE POINT DR, HENRICO, VA 23223 | GROVE POINT SC 1 BL F LT | Fairfield | 2021/10/11 | Electrical Permit | New Installation | Dwelling/Home Installation | 2500
PLM-2021-102515 | 765-748-4587 | 2763 LASSEN DR, HENRICO, VA 23294 | WILLARD RD 9.7 | Tuckahoe | 2021/10/06 | Plumbing Permit | New Installation | Dwelling/Home Installation | 7000
SIG-2021-101398 | 739-761-5482 | 11525 W BROAD ST, HENRICO, VA 23233 | SS BROAD ST RD AC | Three Chopt | 2021/10/01 | General Permit | New Installation | Wall Mounted | 1480
PLM-2021-102513 | 765-748-4587 | 2763 LASSEN DR, HENRICO, VA 23294 | WILLARD RD 9.7 | Tuckahoe | 2021/10/06 | Plumbing Permit | New Installation | Dwelling/Home Installation | 7000
PLM-2021-102517 | 765-748-4587 | 2761 LASSEN DR, HENRICO, VA 23294 | WILLARD RD 9.7 | Tuckahoe | 2021/10/06 | Plumbing Permit | New Installation | Dwelling/Home Installation | 7000
ELE-2021-102881 | 762-740-9594 | 7240 PATTERSON AVE, HENRICO, VA 23229 | PATTERSON&HRSPN RD AC | Tuckahoe | 2021/10/08 | Electrical Permit | Alteration | Tenant Upfit | 171600
ELE-2021-102474 | 777-738-0297 | 2290 DABNEY RD, HENRICO, VA 23230 | WL DABNEY RD AC | Brookland | 2021/10/07 | Electrical Permit | New Installation | Commercial Building | 30000
MEC-2021-103036 | 813-716-1828 | 3804 DENISON RD, HENRICO, VA 23231 | LAWNDALE FARMS BL I LT | Varina | 2021/10/11 | Mechanical Permit | Alteration | Air Conditioning/HVAC | 9560.76
ELE-2021-102884 | 783-742-4699 | 1600 WESTBROOK AVE, HENRICO, VA 23227-3337 | NL WESTBROOK AVE AC | Fairfield | 2021/10/08 | Electrical Permit | Alteration | Commercial Building | 4800
FIR-2021-102551 | 739-761-5482 | 11525 W BROAD ST, HENRICO, VA 23233 | SS BROAD ST RD AC | Three Chopt | 2021/10/06 | General Permit | Alteration | Fire Protection System | 8915
MEC-2021-103814 | 784-746-2171 | 2023 WOOD OWL WAY, HENRICO, VA 23227-2256 | LAKESIDE LANDING SC 2 BL G LT | Fairfield | 2021/10/20 | Mechanical Permit | New Installation | Dwelling/Home Installation | 8400
ELE-2021-102323 | 802-726-7281 | 2704 CARNEAL ST, HENRICO, VA 23223 | CENTRAL GARDENS SC B BL Q LT | Fairfield | 2021/10/01 | Electrical Permit | Alteration | Other (please describe in detail below) | 1915
FIR-2021-102737 | 732-764-0863 | 348 BECKLOW AVE, HENRICO, VA 23233-7604 | GREENGATE SC 3 BL K LT | Three Chopt | 2021/10/08 | General Permit | New Installation | Fire Protection System | 3172
FIR-2021-102737 | 732-764-0865 | 348 BECKLOW AVE, HENRICO, VA 23233-7604 | GREENGATE SC 3 BL K LT | Three Chopt | 2021/10/08 | General Permit | New Installation | Fire Protection System | 3172
PLM-2021-104437 | 756-744-7771 | 1515 BAYSDALE LN, HENRICO, VA 23229 | WESTBURY ESTATES SC 1 BL B LT | Three Chopt | 2021/10/28 | Plumbing Permit | Alteration | Gas Piping (Natural) | 1277
PLM-2021-103290 | 826-714-9612 | 7 E GRAY ST, SANDSTON, VA 23150 | SANDSTON SC A BL B LT | Varina | 2021/10/14 | Plumbing Permit | Repair/Replacement | Gas Piping (LP) | 1250
ELE-2021-102593 | 741-758-7043 | 3805 INDIGO RUN DR, HENRICO, VA 23233 | BARRINGTON VALLEY BL C LT | Three Chopt | 2021/10/05 | Electrical Permit | New Installation | Pool/Spa | 6200
PLM-2021-100516 | 755-752-7826 | 8708 NESSLEWOOD DR, HENRICO, VA 23229 | WESTBRIAR SC D BL R LT | Three Chopt | 2021/10/08 | Plumbing Permit | Repair/Replacement | Gas Piping (Natural) | 2240
ELE-2021-102687 | 758-746-1205 | 8101 MICHAEL RD, HENRICO, VA 23229 | MICHAEL HILLS BL A LT | Three Chopt | 2021/10/06 | Electrical Permit | Alteration | Solar | 30780
ELE-2021-102641 | 748-745-3639 | 9409 FARMINGTON DR, HENRICO, VA 23229 | FARMINGTON SC G BL C LT | Tuckahoe | 2021/10/06 | Electrical Permit | New Installation | Generator | 7500
ELE-2021-102376 | 781-773-2031 | 10828 MACS WAY, GLEN ALLEN, VA 23059 | RIVER MILL SC 2 BL A LT | Fairfield | 2021/10/14 | Electrical Permit | New Installation | Dwelling/Home Installation | 11300
ELE-2021-103035 | 804-737-0200 | 3958 GROVE POINT DR, HENRICO, VA 23223 | GROVE POINT SC 1 BL F LT | Fairfield | 2021/10/11 | Electrical Permit | New Installation | Dwelling/Home Installation | 2900
ELE-2021-102523 | 736-766-1176 | 12325 HAWKSGATE LANDING CT, GLEN ALLEN, VA 23059 | HAWKSGATE AT BACOVA SC 1 BL A LT | Three Chopt | 2021/10/04 | Electrical Permit | New Installation | Solar | 16280
ELE-2021-102340 | 810-715-8426 | 3213 DANVILLE ST, HENRICO, VA 23231 | EASTOVER GARDENS SC A LT | Varina | 2021/10/01 | Electrical Permit | Alteration | Solar | 1000
ELE-2021-102456 | 759-737-8803 | 7721 WOOD RD, HENRICO, VA 23229 | WESTHAM BL QQ LT | Tuckahoe | 2021/10/04 | Electrical Permit | Repair/Replacement | Other (please describe in detail below) | 375
ELE-2021-102520 | 805-678-8104 | 8979 OSBORNE TPKE, HENRICO, VA 23231 | OSBORNE PIKE AC | Varina | 2021/10/04 | Electrical Permit | Alteration | Other (please describe in detail below) | 1554
ELE-2021-102568 | 754-739-6247 | 607 GLENDALE DR, HENRICO, VA 23229 | RIVERMONT SC 1 BL C LT | Tuckahoe | 2021/10/05 | Electrical Permit | Repair/Replacement | Other (please describe in detail below) | 10314
ELE-2021-103038 | 804-736-0096 | 3954 GROVE POINT DR, HENRICO, VA 23223 | GROVE POINT SC 1 BL F LT | Fairfield | 2021/10/11 | Electrical Permit | New Installation | Dwelling/Home Installation | 2600
ELE-2021-103044 | 771-747-1449 | 4700 PENICK RD, HENRICO, VA 23228 | GREENDALE FOREST BL 5 LT | Brookland | 2021/10/11 | Electrical Permit | Alteration | Solar | 48401
ELE-2021-104210 | 748-759-5797 | 10869 W BROAD ST, GLEN ALLEN, VA 23060 | SS BROAD ST RD AC | Three Chopt | 2021/10/26 | Electrical Permit | Alteration | Tenant Upfit | 32000
PLM-2021-104513 | 791-753-1773 | 6107 CHAMBERLAYNE RD, HENRICO, VA 23227 | CHAMBERLAYNE HGHTS SC A BL 2 LT | Fairfield | 2021/10/29 | Plumbing Permit | Repair/Replacement | Water Service | 5800
ELE-2021-103249 | 816-724-0937 | 1000 YATES TER, HENRICO, VA 23223 | WYNFIELD SC J BL B LT | Varina | 2021/10/13 | Electrical Permit | Alteration | Solar | 27730
MEC-2021-102728 | 731-763-9214 | 12308 GAYTON STATION BLVD, HENRICO, VA 23233-6625 | GAYTON STATION SC A BL A LT | Three Chopt | 2021/10/06 | Mechanical Permit | Repair/Replacement | Air Conditioning/HVAC | 12250
ELE-2021-103045 | 752-760-2794 | 10604 TOSTON LN, GLEN ALLEN, VA 23060 | WOODBERRY SC 2 BL E LT | Three Chopt | 2021/10/11 | Electrical Permit | Alteration | Solar | 61986
SIG-2021-102006 | 770-748-2488.000 | 7050 COACHMAN LN, HENRICO, VA 23228 | CARRIAGE HILL LAND CONDOMINIUM MAS | Brookland | 2021/10/21 | General Permit | New Installation | Freestanding | 55000
ELE-2021-104456 | 810-732-1717 | 3908 ROSEMALLOW PL, HENRICO, VA 23223 | HARVIE POINT SC 1 BL A LT | Fairfield | 2021/10/28 | Electrical Permit | New Installation | Dwelling/Home Installation | 3500
ELE-2021-102295 | 745-733-3300 | 8916 TRESCO RD, HENRICO, VA 23229 | MOORELAND FARMS SC 1 BL F LT | Tuckahoe | 2021/10/01 | Electrical Permit | Alteration | Other (please describe in detail below) | 3000
ELE-2021-102355 | 751-752-0775 | 2105 BAMBACUS RD, HENRICO, VA 23229 | PEMBROOKE BL B LT | Tuckahoe | 2021/10/01 | Electrical Permit | Repair/Replacement | Other (please describe in detail below) | 770
ELE-2021-102318 | 849-682-0503 | 8600 WILLIS CHURCH RD, HENRICO, VA 23231 | WILLIS CHURCH RD AC | Varina | 2021/10/01 | Electrical Permit | New Installation | Generator | 1500
ELE-2021-104286 | 785-760-6124 | 700 MCCORMICK FARM DR, GLEN ALLEN, VA 23060 | RETREAT AT ONE SC 1 BL L LT | Fairfield | 2021/10/27 | Electrical Permit | New Installation | Dwelling/Home Installation | 4500
MEC-2021-104036 | 785-760-5716 | 8851 FOXWAY RIDGE LN, GLEN ALLEN, VA 23060 | RETREAT AT ONE SC 1 BL R LT | Fairfield | 2021/10/22 | Mechanical Permit | New Installation | Dwelling/Home Installation | 7200
ELE-2021-104279 | 785-760-6926 | 692 MCCORMICK FARM DR, GLEN ALLEN, VA 23060 | RETREAT AT ONE SC 1 BL L LT | Fairfield | 2021/10/27 | Electrical Permit | New Installation | Dwelling/Home Installation | 4500
ELE-2021-104285 | 785-760-6425 | 698 MCCORMICK FARM DR, GLEN ALLEN, VA 23060 | RETREAT AT ONE SC 1 BL L LT | Fairfield | 2021/10/27 | Electrical Permit | New Installation | Dwelling/Home Installation | 4500
ELE-2021-104277 | 785-760-7227 | 690 MCCORMICK FARM DR, GLEN ALLEN, VA 23060 | RETREAT AT ONE SC 1 BL L LT | Fairfield | 2021/10/27 | Electrical Permit | New Installation | Dwelling/Home Installation | 4500
PLM-2021-102868 | 783-742-4699 | 1600 WESTBROOK AVE, HENRICO, VA 23227-3337 | NL WESTBROOK AVE AC | Fairfield | 2021/10/27 | Plumbing Permit | Alteration | Tenant Upfit | 11250
SIG-2021-101866 | 773-749-5845 | 7157 STAPLES MILL RD, HENRICO, VA 23228 | E OF STAPLES MILL R AC | Brookland | 2021/10/05 | General Permit | New Installation | Wall Mounted | 4525.95
MEC-2021-102681 | 768-756-4550 | 5401 LUCAS RD, HENRICO, VA 23228 | S S LUCAS RD AC | Brookland | 2021/10/06 | Mechanical Permit | Alteration | Air Conditioning/HVAC | 12959
SIG-2021-101789 | 773-756-5673 | 2701 E PARHAM RD, HENRICO, VA 23228 | PARHAM RD AC | Brookland | 2021/10/05 | General Permit | Repair/Replacement | Freestanding | 2000
ELE-2021-102885 | 783-742-4699 | 1600 WESTBROOK AVE, HENRICO, VA 23227-3337 | NL WESTBROOK AVE AC | Fairfield | 2021/10/27 | Electrical Permit | Alteration | Commercial Building | 4900
ELE-2021-102775 | 749-737-4612 | 308 EL DORADO DR, HENRICO, VA 23229 | SLEEPY HOLLOW ESTS BL J LT | Tuckahoe | 2021/10/07 | Electrical Permit | Alteration | Other (please describe in detail below) | 646
PLM-2021-103513 | 770-739-7884 | 5808 POLLARD DR, HENRICO, VA 23226 | WESTWOOD HOME SITES LT | Brookland | 2021/10/19 | Plumbing Permit | Alteration | Dwelling/Home Installation | 4000
ELE-2021-102466 | 740-744-5777 | 1516 WILLINGHAM RD, HENRICO, VA 23238 | CANTERBURY SC 13 BL P LT | Tuckahoe | 2021/10/06 | Electrical Permit | Alteration | Other (please describe in detail below) | 780
ELE-2021-101712 | 815-705-2789 | 6002 S LABURNUM AVE, HENRICO, VA 23231 | WL LABURNUM AVE AC | Varina | 2021/10/05 | Electrical Permit | Repair/Replacement | Commercial Building | 27515
ELE-2021-102612 | 763-744-2856 | 1613 BRIGHAM RD, HENRICO, VA 23226 | FORT HILL SC D BL K LT | Tuckahoe | 2021/10/05 | Electrical Permit | New Installation | Generator | 8585
ELE-2021-102671 | 795-752-9514 | 7849 POINT HOLLOW DR, HENRICO, VA 23227 | STERLING FOREST SC 3 BL B LT | Fairfield | 2021/10/06 | Electrical Permit | New Installation | Solar | 21814
ELE-2021-102682 | 763-765-3636.126 | 3708 CORROTOMAN RD, GLEN ALLEN, VA 23060 | CARRIAGE HOMES II AT CROSSRDG PH 25 BL 16 UN | Brookland | 2021/10/06 | Electrical Permit | Alteration | Solar | 17468
MEC-2021-103773 | 731-764-8459 | 348 PURBROOK LN, HENRICO, VA 23233-7604 | GREENGATE SC 3 BL J LT | Three Chopt | 2021/10/20 | Mechanical Permit | New Installation | Dwelling/Home Installation | 17551
MEC-2021-103775 | 732-764-1057 | 340 BECKLOW AVE, HENRICO, VA 23233-7604 | GREENGATE SC 3 BL K LT | Three Chopt | 2021/10/20 | Mechanical Permit | New Installation | Dwelling/Home Installation | 17551
FIR-2021-102734 | 732-764-0961 | 344 BECKLOW AVE, HENRICO, VA 23233-7604 | GREENGATE SC 3 BL K LT | Three Chopt | 2021/10/08 | General Permit | New Installation | Fire Protection System | 3172
SIG-2021-101450 | 801-732-6533 | 3135 MECHANICSVILLE TPKE, HENRICO, VA 23223 | ES MECHANICSVLLE PK AC | Fairfield | 2021/10/08 | General Permit | New Installation | Wall Mounted | 1200
ELE-2021-102070 | 824-723-3255 | 18 N NEW AVE, HENRICO, VA 23075 | HIGHLAND SPRINGS SC 1 BL M LT | Varina | 2021/10/11 | Electrical Permit | Alteration | Dwelling/Home Installation | 1100
MEC-2021-101345 | 757-737-9081 | 803 LINDSAY CT, HENRICO, VA 23229 | CARRINGTON COURT SC A BL A LT | Tuckahoe | 2021/10/01 | Mechanical Permit | New Installation | Generator | 1523
PLM-2021-103878 | 833-721-8113 | 3038 CHARTWOOD DR, SANDSTON, VA 23150 | CHARTWOOD SC A BL B LT | Varina | 2021/10/21 | Plumbing Permit | Repair/Replacement | Gas Piping (Natural) | 900
ELE-2021-102808 | 816-684-7232 | 8361 STRATH RD, HENRICO, VA 23231 | EL STRATH ROAD AC | Varina | 2021/10/12 | Electrical Permit | Alteration | Dwelling/Home Installation | 2500
FIR-2021-102907 | 731-764-8362 | 350 PURBROOK LN, HENRICO, VA 23233-7604 | GREENGATE SC 3 BL J LT | Three Chopt | 2021/10/11 | General Permit | New Installation | Fire Protection System | 3172
MEC-2021-103643 | 768-749-1471 | 3313 HAWKINS RD, HENRICO, VA 23228 | WEST BROAD ST GDNS SC B BL G LT | Brookland | 2021/10/19 | Mechanical Permit | New Installation | Air Conditioning/HVAC | 4200
PLM-2021-102506 | 765-748-4587 | 2769 LASSEN DR, HENRICO, VA 23294 | WILLARD RD 9.7 | Tuckahoe | 2021/10/06 | Plumbing Permit | New Installation | Dwelling/Home Installation | 7000
FIR-2021-102731 | 732-764-1057 | 340 BECKLOW AVE, HENRICO, VA 23233-7604 | GREENGATE SC 3 BL K LT | Three Chopt | 2021/10/07 | General Permit | New Installation | Fire Protection System | 3172
PLM-2021-102516 | 765-748-4587 | 2761 LASSEN DR, HENRICO, VA 23294 | WILLARD RD 9.7 | Tuckahoe | 2021/10/06 | Plumbing Permit | New Installation | Dwelling/Home Installation | 7000
ELE-2021-103877 | 779-763-9423 | 1937 BRILLAND CT, GLEN ALLEN, VA 23060 | BRILLAND BL C LT | Fairfield | 2021/10/21 | Electrical Permit | Alteration | Solar | 1000
MEC-2021-102773 | 749-737-4612 | 308 EL DORADO DR, HENRICO, VA 23229 | SLEEPY HOLLOW ESTS BL J LT | Tuckahoe | 2021/10/07 | Mechanical Permit | Alteration | Other (please describe in detail below) | 3000
PLM-2021-103880 | 765-773-9272 | 3408 MANOR GROVE CIR, GLEN ALLEN, VA 23059 | MANOR AT HUNTON PARK BL B LT | Brookland | 2021/10/21 | Plumbing Permit | Repair/Replacement | Gas Piping (Natural) | 1875
MEC-2021-102207 | 788-746-5297.017 | 5610 CRENSHAW RD #1223, HENRICO, VA 23227 | ASHLEY TERRACE CONDOS PH 1 5610 UN | Fairfield | 2021/10/08 | Mechanical Permit | Repair/Replacement | Air Conditioning/HVAC | 6500
ELE-2021-102143 | 794-745-8161.001 | 5209 WILKINSON RD, HENRICO, VA 23227 | WILKINSON RD TOW | Fairfield | 2021/10/19 | Electrical Permit | Alteration | Other (please describe in detail below) | 15000
ELE-2021-103867 | 805-677-3834 | 1530 BATTERY HILL DR, HENRICO, VA 23231 | BATTERY HILL DR AC | Varina | 2021/10/21 | Electrical Permit | Alteration | Solar | 1000
SIG-2021-101456 | 813-717-5694 | 4386 S LABURNUM AVE, HENRICO, VA 23231 | LABURNUM PK SHOP CN BL A LT | Varina | 2021/10/08 | General Permit | New Installation | Wall Mounted | 1200
MEC-2021-103110 | 769-755-9242 | 8800 STAPLES MILL RD, HENRICO, VA 23228 | STAPLES MILL RD PAR | Brookland | 2021/10/13 | Mechanical Permit | Repair/Replacement | Mechanical RTU w/ smoke detector (monitored onsite) | 14000
PLM-2021-102922 | 748-745-3639 | 9409 FARMINGTON DR, HENRICO, VA 23229 | FARMINGTON SC G BL C LT | Tuckahoe | 2021/10/08 | Plumbing Permit | Alteration | Other (please describe in detail below) | 1892.5
MEC-2021-102929 | 801-704-5089 | 1108 NORTHBURY AVE, HENRICO, VA 23231 | NELSON ESTATES LT | Varina | 2021/10/11 | Mechanical Permit | Repair/Replacement | Air Conditioning/HVAC | 10684
FIR-2021-102903 | 731-764-8557 | 346 PURBROOK LN, HENRICO, VA 23233-7604 | GREENGATE SC 3 BL J LT | Three Chopt | 2021/10/11 | General Permit | New Installation | Fire Protection System | 3172
ELE-2021-103873 | 754-760-6208 | 9634 SPRINGFIELD WOODS CIR, GLEN ALLEN, VA 23060 | SPRINGFIELD WOODS SC A BL E LT | Three Chopt | 2021/10/21 | Electrical Permit | Alteration | Solar | 1000
ELE-2021-103074 | 822-688-1480 | 7813 KING EIDER DR, HENRICO, VA 23231 | FOUR MILE RUN SC C BL F LT | Varina | 2021/10/12 | Electrical Permit | Alteration | Solar | 53800
FIR-2021-102901 | 731-764-8653 | 342 PURBROOK LN, HENRICO, VA 23233-7604 | GREENGATE SC 3 BL J LT | Three Chopt | 2021/10/11 | General Permit | New Installation | Fire Protection System | 3172
FIR-2021-102906 | 731-764-8459 | 348 PURBROOK LN, HENRICO, VA 23233-7604 | GREENGATE SC 3 BL J LT | Three Chopt | 2021/10/11 | General Permit | New Installation | Fire Protection System | 3172
MEC-2021-102987 | 764-767-2142 | 6509 LIDDY CIR, GLEN ALLEN, VA 23060 | BRITLYN SOUTH BL B LT | Brookland | 2021/10/12 | Mechanical Permit | New Installation | Dwelling/Home Installation | 6000
MEC-2021-102659 | 765-748-4587 | 2761 LASSEN DR, HENRICO, VA 23294 | WILLARD RD 9.7 | Tuckahoe | 2021/10/12 | Mechanical Permit | New Installation | Dwelling/Home Installation | 7900
MEC-2021-102648 | 765-748-4587 | 2769 LASSEN DR, HENRICO, VA 23294 | WILLARD RD 9.7 | Tuckahoe | 2021/10/11 | Mechanical Permit | New Installation | Dwelling/Home Installation | 7900
MEC-2021-102650 | 765-748-4587 | 2767 LASSEN DR, HENRICO, VA 23294 | WILLARD RD 9.7 | Tuckahoe | 2021/10/11 | Mechanical Permit | New Installation | Dwelling/Home Installation | 7900
PLM-2021-102986 | 764-767-2142 | 6509 LIDDY CIR, GLEN ALLEN, VA 23060 | BRITLYN SOUTH BL B LT | Brookland | 2021/10/12 | Plumbing Permit | New Installation | Dwelling/Home Installation | 4800
FIR-2021-102785 | 778-735-7160 | 4100 TOMLYNN ST, HENRICO, VA 23230 | WESTWD AVE&TOMLYNN AC | Brookland | 2021/10/14 | General Permit | Repair/Replacement | Fire Protection System | 32700
MEC-2021-102660 | 765-748-4587 | 2761 LASSEN DR, HENRICO, VA 23294 | WILLARD RD 9.7 | Tuckahoe | 2021/10/12 | Mechanical Permit | New Installation | Dwelling/Home Installation | 7900
ELE-2021-102916 | 811-731-2716 | 3817 SEASONS LN, HENRICO, VA 23223 | KENSINGTON MEADOWS SC 2 BL C LT | Fairfield | 2021/10/08 | Electrical Permit | Alteration | Solar | 62588
MEC-2021-102984 | 773-757-7319 | 2600 E PARHAM RD, HENRICO, VA 23228 | ACKLEY AVE AC | Fairfield | 2021/10/13 | Mechanical Permit | Repair/Replacement | Air Conditioning/HVAC | 30153
MEC-2021-103206 | 741-750-5180.111 | 10325 TRELLIS CROSSING LN, HENRICO, VA 23238 | TRELLIS CROSSING PH 2 BL 11 UN | Tuckahoe | 2021/10/13 | Mechanical Permit | Repair/Replacement | Other (please describe in detail below) | 7500
ELE-2021-102833 | 803-727-3710 | 2305 BECK DR, HENRICO, VA 23223 | CENTRAL GARDENS SC B BL R LT | Fairfield | 2021/10/08 | Electrical Permit | Alteration | Dwelling/Home Installation | 2500
MEC-2021-103782 | 732-764-0767 | 350 BECKLOW AVE, HENRICO, VA 23233-7604 | GREENGATE SC 3 BL K LT | Three Chopt | 2021/10/20 | Mechanical Permit | New Installation | Dwelling/Home Installation | 17551
ELE-2021-103209 | 757-762-7631 | 9302 COLESON RD, GLEN ALLEN, VA 23060 | BROAD MEADOWS SC G BL H LT | Brookland | 2021/10/13 | Electrical Permit | Alteration | Solar | 37868.75
FIR-2021-102736 | 732-764-0863 | 346 BECKLOW AVE, HENRICO, VA 23233-7604 | GREENGATE SC 3 BL K LT | Three Chopt | 2021/10/08 | General Permit | New Installation | Fire Protection System | 3172
PLM-2021-102886 | 741-749-0494 | 2013 OLD PRESCOTT CT, HENRICO, VA 23238 | PRESCOTT BL B LT | Tuckahoe | 2021/10/08 | Plumbing Permit | Alteration | Gas Piping (Natural) | 2541
ELE-2021-103270 | 759-745-0882 | 7901 ALVARADO RD, HENRICO, VA 23229 | CHESWICK FARM BL B LT | Three Chopt | 2021/10/14 | Electrical Permit | Repair/Replacement | Other (please describe in detail below) | 8985
MEC-2021-102645 | 765-748-4587 | 2769 LASSEN DR, HENRICO, VA 23294 | WILLARD RD 9.7 | Tuckahoe | 2021/10/11 | Mechanical Permit | New Installation | Dwelling/Home Installation | 7900
ELE-2021-103122 | 744-764-0770 | 11601 LEIGHWOOD CT, GLEN ALLEN, VA 23060 | CRAWFORD PARK AT GREENBROOKE SC B BL D LT | Three Chopt | 2021/10/12 | Electrical Permit | Alteration | Solar | 24000
PLM-2021-103223 | 754-749-8997 | 2013 DRESDEN RD, HENRICO, VA 23229 | WEDGEWOOD PARK SC A BL B LT | Three Chopt | 2021/10/27 | Plumbing Permit | Alteration | Sewer Service | 2200
MEC-2021-102649 | 765-748-4587 | 2767 LASSEN DR, HENRICO, VA 23294 | WILLARD RD 9.7 | Tuckahoe | 2021/10/11 | Mechanical Permit | New Installation | Dwelling/Home Installation | 7900
MEC-2021-102652 | 765-748-4587 | 2765 LASSEN DR, HENRICO, VA 23294 | WILLARD RD 9.7 | Tuckahoe | 2021/10/11 | Mechanical Permit | New Installation | Dwelling/Home Installation | 7900
MEC-2021-103475 | 783-746-9783 | 2020 CEDARBIRD WAY, HENRICO, VA 23228 | LAKESIDE LANDING SC 2 BL B LT | Fairfield | 2021/10/18 | Mechanical Permit | New Installation | Dwelling/Home Installation | 7800
MEC-2021-102805 | 742-760-4589.001 | 4001 BROWNSTONE BLVD, GLEN ALLEN, VA 23060-5817 | WILD GOOSE LANE CONDOMINIUM RET | Three Chopt | 2021/10/08 | Mechanical Permit | Alteration | Other (please describe in detail below) | 12000
FIR-2021-102738 | 732-764-0767 | 350 BECKLOW AVE, HENRICO, VA 23233-7604 | GREENGATE SC 3 BL K LT | Three Chopt | 2021/10/08 | General Permit | New Installation | Fire Protection System | 3172
FIR-2021-102738 | 732-764-0863 | 350 BECKLOW AVE, HENRICO, VA 23233-7604 | GREENGATE SC 3 BL K LT | Three Chopt | 2021/10/08 | General Permit | New Installation | Fire Protection System | 3172
ELE-2021-100087 | 812-672-0248 | 9555 HOKE BRADY RD, HENRICO, VA 23231 | EL FORT BRADY RD AC | Varina | 2021/10/12 | Electrical Permit | Repair/Replacement | Other (please describe in detail below) | 8000
MEC-2021-103000 | 807-716-0593 | 4417 EANES LN, HENRICO, VA 23231 | KINGS HILL BL D LT | Varina | 2021/10/11 | Mechanical Permit | New Installation | Duct Work | 6000
ELE-2021-103278 | 781-773-1634 | 10824 MACS WAY, GLEN ALLEN, VA 23059 | RIVER MILL SC 2 BL A LT | Fairfield | 2021/10/26 | Electrical Permit | New Installation | Dwelling/Home Installation | 12600
MEC-2021-102304 | 781-773-1634 | 10824 MACS WAY, GLEN ALLEN, VA 23059 | RIVER MILL SC 2 BL A LT | Fairfield | 2021/10/26 | Mechanical Permit | New Installation | Dwelling/Home Installation | 21451
ELE-2021-102930 | 753-748-5759 | 1806 WINDSORDALE DR, HENRICO, VA 23229 | WINDSORDALE SC C BL C LT | Three Chopt | 2021/10/12 | Electrical Permit | Repair/Replacement | Dwelling/Home Installation | 1000
ELE-2021-103486 | 752-764-0458 | 4600 SNOWMASS RD, GLEN ALLEN, VA 23060 | VILLAGE @ INNSBROOK SC C BL C LT | Three Chopt | 2021/10/18 | Electrical Permit | Alteration | Dwelling/Home Installation | 250
PLM-2021-103082 | 737-760-7422 | 3200 SWEET CREEK CT, HENRICO, VA 23233-7711 | BROOKEWOOD @ WLLSLY BL A LT | Three Chopt | 2021/10/12 | Plumbing Permit | Repair/Replacement | Other (please describe in detail below) | 900
ELE-2021-103027 | 757-762-2252 | 9315 EMMETT RD, GLEN ALLEN, VA 23060 | BROAD MEADOWS SC B BL H LT | Brookland | 2021/10/11 | Electrical Permit | New Installation | Solar | 11100
MEC-2021-102313 | 781-773-2031 | 10828 MACS WAY, GLEN ALLEN, VA 23059 | RIVER MILL SC 2 BL A LT | Fairfield | 2021/10/01 | Mechanical Permit | New Installation | Dwelling/Home Installation | 19330
ELE-2021-102046 | 734-780-2769 | 12317 WYNDHAM WEST DR, GLEN ALLEN, VA 23059 | ELLINGTON AT WYNDHAM SC 2 BL A LT | Three Chopt | 2021/10/11 | Electrical Permit | New Installation | Dwelling/Home Installation | 7250
FIR-2021-102553 | 784-747-5128 | 5734 BROOK RD, HENRICO, VA 23227-2273 | BROOK RD AC | Fairfield | 2021/10/12 | General Permit | Alteration | Fire Protection System | 4188.6
MEC-2021-102653 | 765-748-4587 | 2765 LASSEN DR, HENRICO, VA 23294 | WILLARD RD 9.7 | Tuckahoe | 2021/10/11 | Mechanical Permit | New Installation | Dwelling/Home Installation | 7900
PLM-2021-103275 | 760-737-9885 | 404 HORSEPEN RD, HENRICO, VA 23229 | WESTHAM BL MM LT | Tuckahoe | 2021/10/14 | Plumbing Permit | Repair/Replacement | Gas Piping (Natural) | 900
ELE-2021-103132 | 773-745-0783 | 4129 TOWNHOUSE RD, HENRICO, VA 23228 | STAPLES MILL RD AC | Brookland | 2021/10/14 | Electrical Permit | Repair/Replacement | Commercial Building | 5000
ELE-2021-104011 | 738-769-0529 | 12297 VILLAGE SPRINGS DR, GLEN ALLEN, VA 23059-5739 | NORTH GAYTON VILLAGE@BACOVA SC 1 BL A LT | Three Chopt | 2021/10/22 | Electrical Permit | New Installation | Other (please describe in detail below) | 400
ELE-2021-103281 | 782-766-3626 | 10022 WASHINGTON BLVD, GLEN ALLEN, VA 23059 | VIRGINIA MANOR BL C LT | Fairfield | 2021/10/14 | Electrical Permit | New Installation | Dwelling/Home Installation | 250
PLM-2021-102844 | 742-753-2170 | 10409 BROOKMONT DR, HENRICO, VA 23233 | CROWN GRANT SC A BL G LT | Tuckahoe | 2021/10/08 | Plumbing Permit | New Installation | Gas Piping (LP) | 5400
FIR-2021-102902 | 731-764-8555 | 344 PURBROOK LN, HENRICO, VA 23233-7604 | GREENGATE SC 3 BL J LT | Three Chopt | 2021/10/11 | General Permit | New Installation | Fire Protection System | 3172
ELE-2021-100135 | 821-719-9202 | 531 EASTPARK CT, HENRICO, VA 23231 | SAMMIS BUSINESS CTR BL A LT | Varina | 2021/10/14 | Electrical Permit | Alteration | Other (please describe in detail below) | 4500
MEC-2021-103086 | 752-751-4592 | 9502 BONNIE DALE RD, HENRICO, VA 23229 | ROXBURY BL J LT | Three Chopt | 2021/10/12 | Mechanical Permit | Repair/Replacement | Other (please describe in detail below) | 9297.95
MEC-2021-103072 | 812-672-0248 | 9555 HOKE BRADY RD, HENRICO, VA 23231 | EL FORT BRADY RD AC | Varina | 2021/10/12 | Mechanical Permit | Repair/Replacement | Gas Piping (LP) | 1000
PLM-2021-103605 | 732-753-0024 | 12327 SIR JAMES CT, HENRICO, VA 23233-2136 | OLDE GAYTON THS SC A BL C LT | Tuckahoe | 2021/10/19 | Plumbing Permit | Alteration | Dwelling/Home Installation | 6500
PLM-2021-104334 | 734-758-2229 | 13009 DENSMORE CT, HENRICO, VA 23233-7513 | RIDGEMERE AT WLLSLY BL B LT | Three Chopt | 2021/10/27 | Plumbing Permit | Repair/Replacement | Gas Piping (Natural) | 1850
ELE-2021-104333 | 755-767-3850 | 9712 WENDHURST DR, GLEN ALLEN, VA 23060 | KINGSTON SC 3 BL A LT | Brookland | 2021/10/27 | Electrical Permit | Alteration | Solar | 35150
ELE-2021-103989 | 763-768-1130 | 10684 GRACIE CT, GLEN ALLEN, VA 23060 | BRITLYN NORTH BL A LT | Brookland | 2021/10/22 | Electrical Permit | Alteration | Solar | 50594
SIG-2021-101444 | 824-720-6381 | 73 S AIRPORT DR, HENRICO, VA 23075 | SL AIRPORT DRIVE AC | Varina | 2021/10/11 | General Permit | New Installation | Wall Mounted | 1200
PLM-2021-103344 | 823-722-0640 | 152 S OAK AVE, HENRICO, VA 23075 | N L OAK AVE AC | Varina | 2021/10/19 | Plumbing Permit | Repair/Replacement | Other (please describe in detail below) | 950
ELE-2021-103002 | 769-739-3148 | 6005 S CRESTWOOD AVE, HENRICO, VA 23226 | WESTWOOD HOME SITES LT | Brookland | 2021/10/11 | Electrical Permit | Repair/Replacement | Other (please describe in detail below) | 472
ELE-2021-103028 | 804-737-0404 | 3962 GROVE POINT DR, HENRICO, VA 23223 | GROVE POINT SC 1 BL F LT | Fairfield | 2021/10/11 | Electrical Permit | New Installation | Dwelling/Home Installation | 2650
ELE-2021-103033 | 804-737-0301 | 3960 GROVE POINT DR, HENRICO, VA 23223 | GROVE POINT SC 1 BL F LT | Fairfield | 2021/10/11 | Electrical Permit | New Installation | Dwelling/Home Installation | 2700
MEC-2021-102654 | 765-748-4587 | 2763 LASSEN DR, HENRICO, VA 23294 | WILLARD RD 9.7 | Tuckahoe | 2021/10/11 | Mechanical Permit | New Installation | Dwelling/Home Installation | 7900
MEC-2021-102656 | 765-748-4587 | 2763 LASSEN DR, HENRICO, VA 23294 | WILLARD RD 9.7 | Tuckahoe | 2021/10/11 | Mechanical Permit | New Installation | Dwelling/Home Installation | 7900
SIG-2021-102437 | 819-717-6812 | 5400 AUDUBON DR, HENRICO, VA 23231 | INTERNATNL BUS PARK BL B AC | Varina | 2021/10/14 | General Permit | New Installation | Wall Mounted | 3500
MEC-2021-104340 | 743-759-1176 | 545 GEESE LNDG, GLEN ALLEN, VA 23060-5885 | WEST BROAD VILLAGE SC 4 BL Q LT | Three Chopt | 2021/10/28 | Mechanical Permit | Repair/Replacement | Gas Piping (Natural) | 8742
ELE-2021-103388 | 737-744-6007 | 1400 CLAXTON RD, HENRICO, VA 23238-4608 | TUCKAHOE VILLAGE SC C BL E LT | Tuckahoe | 2021/10/15 | Electrical Permit | New Installation | Generator | 8800
MEC-2021-102756 | 752-756-0070 | 9930 INDEPENDENCE PARK DR, HENRICO, VA 23233 | WEST OF PEMBERTON AC | Three Chopt | 2021/10/08 | Mechanical Permit | New Installation | Air Conditioning/HVAC | 72175
MEC-2021-103468 | 783-746-9182 | 2026 CEDARBIRD WAY, HENRICO, VA 23228 | LAKESIDE LANDING SC 2 BL B LT | Fairfield | 2021/10/18 | Mechanical Permit | New Installation | Dwelling/Home Installation | 7800
MEC-2021-103473 | 783-746-9583 | 2022 CEDARBIRD WAY, HENRICO, VA 23228 | LAKESIDE LANDING SC 2 BL B LT | Fairfield | 2021/10/18 | Mechanical Permit | New Installation | Dwelling/Home Installation | 7800
PLM-2021-102205 | 814-717-0456 | 4420 S LABURNUM AVE, HENRICO, VA 23231 | GAY AVE AC | Varina | 2021/10/18 | Plumbing Permit | Alteration | Tenant Upfit | 4300
MEC-2021-103470 | 783-746-8981 | 2028 CEDARBIRD WAY, HENRICO, VA 23228 | LAKESIDE LANDING SC 2 BL B LT | Fairfield | 2021/10/18 | Mechanical Permit | New Installation | Dwelling/Home Installation | 7800
MEC-2021-103478 | 783-746-8988 | 5500 WENRICH DR, HENRICO, VA 23228 | LAKESIDE LANDING SC 2 BL C LT | Fairfield | 2021/10/18 | Mechanical Permit | New Installation | Dwelling/Home Installation | 7800
MEC-2021-103497 | 783-746-8990 | 5502 WENRICH DR, HENRICO, VA 23228 | LAKESIDE LANDING SC 2 BL C LT | Fairfield | 2021/10/18 | Mechanical Permit | New Installation | Dwelling/Home Installation | 7800
MEC-2021-103499 | 783-746-8994 | 5506 WENRICH DR, HENRICO, VA 23228 | LAKESIDE LANDING SC 2 BL C LT | Fairfield | 2021/10/18 | Mechanical Permit | New Installation | Dwelling/Home Installation | 7800
MEC-2021-103502 | 783-746-8996 | 5508 WENRICH DR, HENRICO, VA 23228 | LAKESIDE LANDING SC 2 BL C LT | Fairfield | 2021/10/18 | Mechanical Permit | New Installation | Dwelling/Home Installation | 7800
MEC-2021-103505 | 783-747-8800 | 5512 WENRICH DR, HENRICO, VA 23228 | LAKESIDE LANDING SC 2 BL C LT | Fairfield | 2021/10/18 | Mechanical Permit | New Installation | Dwelling/Home Installation | 7800
MEC-2021-103535 | 740-747-5392 | 1809 LOCUST HILL RD, HENRICO, VA 23238 | WHITAKER WOODS SC B BL A LT | Tuckahoe | 2021/10/18 | Mechanical Permit | Repair/Replacement | Air Conditioning/HVAC | 11000
PLM-2021-103090 | 802-725-5570 | 2840 FAIRFIELD AVE, HENRICO, VA 23223 | ES ROUTE 64 AC | Fairfield | 2021/10/18 | Plumbing Permit | Repair/Replacement | Fire Damage | 4500
MEC-2021-103826 | 784-746-3471 | 2011 WOOD OWL WAY, HENRICO, VA 23227-2256 | LAKESIDE LANDING SC 2 BL G LT | Fairfield | 2021/10/20 | Mechanical Permit | New Installation | Dwelling/Home Installation | 8400
ELE-2021-101177 | 767-754-5387 | 8350 HERMITAGE HIGH BLVD, HENRICO, VA 23228 | EL HUNGARY SPRING R AC | Brookland | 2021/10/18 | Electrical Permit | Alteration | Commercial Building | 13000
ELE-2021-101177 | 767-754-5387.001 | 8350 HERMITAGE HIGH BLVD, HENRICO, VA 23228 | HUNGARY SPRING RD AC | Brookland | 2021/10/18 | Electrical Permit | Alteration | Commercial Building | 13000
ELE-2021-104485 | 773-745-0783 | 4107 TOWNHOUSE RD, HENRICO, VA 23228 | STAPLES MILL RD AC | Brookland | 2021/10/28 | Electrical Permit | Repair/Replacement | Commercial Building | 5000
ELE-2021-103760 | 778-768-7531 | 2024 HUNTON COMMONS LN, GLEN ALLEN, VA 23059 | GREENWOOD GLEN SC 1 BL B LT | Fairfield | 2021/10/21 | Electrical Permit | Alteration | Dwelling/Home Installation | 1500
PLM-2021-103149 | 757-756-4724 | 9125 W BROAD ST, HENRICO, VA 23294 | S S BROAD ST ROAD AC | Three Chopt | 2021/10/18 | Plumbing Permit | Alteration | Gas Piping (Natural) | 6800
MEC-2021-103778 | 732-764-0961 | 344 BECKLOW AVE, HENRICO, VA 23233-7604 | GREENGATE SC 3 BL K LT | Three Chopt | 2021/10/20 | Mechanical Permit | New Installation | Dwelling/Home Installation | 17551
PLM-2021-103725 | 761-762-4115 | 4612 N LAKEFRONT DR, GLEN ALLEN, VA 23060 | DUNNCROFT SC B BL B LT | Brookland | 2021/10/20 | Plumbing Permit | New Installation | Backflow Preventer | 300
PLM-2021-103735 | 745-777-5269 | 5565 HOLMAN DR, GLEN ALLEN, VA 23059 | WYNDHAM FOREST SC 7 BL C LT | Three Chopt | 2021/10/20 | Plumbing Permit | New Installation | Gas Piping (Natural) | 1227
ELE-2021-103820 | 743-752-4327 | 10204 MEADBROOK CT, HENRICO, VA 23238 | RAINTREE NORTH SC 2 BL B LT | Tuckahoe | 2021/10/20 | Electrical Permit | Alteration | Solar | 1000
MEC-2021-103506 | 783-747-8803 | 5514 WENRICH DR, HENRICO, VA 23228 | LAKESIDE LANDING SC 2 BL C LT | Fairfield | 2021/10/18 | Mechanical Permit | New Installation | Dwelling/Home Installation | 7800
MEC-2021-103494 | 783-746-8992 | 5504 WENRICH DR, HENRICO, VA 23228 | LAKESIDE LANDING SC 2 BL C LT | Fairfield | 2021/10/18 | Mechanical Permit | New Installation | Dwelling/Home Installation | 7800
MEC-2021-104092 | 776-755-1618 | 8311 LYDELL DR, HENRICO, VA 23228 | GLENHILLS SC C BL D LT | Brookland | 2021/10/25 | Mechanical Permit | Repair/Replacement | Air Conditioning/HVAC | 6787
MEC-2021-103800 | 736-750-9324 | 1909 ROLFE WAY, HENRICO, VA 23238-5838 | ROLFIELD SC 1 BL A LT | Tuckahoe | 2021/10/20 | Mechanical Permit | Repair/Replacement | Air Conditioning/HVAC | 9879
ELE-2021-103827 | 787-753-2104 | 7419 EDGEWOOD AVE, HENRICO, VA 23227 | STUART RIDGE ADDN BL V LT | Fairfield | 2021/10/20 | Electrical Permit | Alteration | Other (please describe in detail below) | 250
ELE-2021-103832 | 752-741-5022 | 900 TURNBULL AVE, HENRICO, VA 23229 | HILL AND DALE SC D BL A LT | Tuckahoe | 2021/10/20 | Electrical Permit | Repair/Replacement | Other (please describe in detail below) | 700
ELE-2021-104519 | 754-748-3329 | 1912 N PARHAM RD, HENRICO, VA 23229 | WINDSORDALE SC B BL A LT | Three Chopt | 2021/10/29 | Electrical Permit | Alteration | Dwelling/Home Installation | 2300
MEC-2021-103798 | 785-760-6425 | 698 MCCORMICK FARM DR, GLEN ALLEN, VA 23060 | RETREAT AT ONE SC 1 BL L LT | Fairfield | 2021/10/20 | Mechanical Permit | New Installation | Dwelling/Home Installation | 8400
ELE-2021-103693 | 802-725-5570 | 2826 FAIRFIELD AVE, HENRICO, VA 23223 | ES ROUTE 64 AC | Fairfield | 2021/10/25 | Electrical Permit | Repair/Replacement | Commercial Building | 3200
PLM-2021-104465 | 800-738-0947 | 1700 LYNDOVER RD, HENRICO, VA 23222 | WILHAVEN BL F LT | Fairfield | 2021/10/28 | Plumbing Permit | Repair/Replacement | Gas Piping (Natural) | 2000
MEC-2021-103504 | 783-746-8998 | 5510 WENRICH DR, HENRICO, VA 23228 | LAKESIDE LANDING SC 2 BL C LT | Fairfield | 2021/10/18 | Mechanical Permit | New Installation | Dwelling/Home Installation | 7800
MEC-2021-103791 | 785-760-7227 | 690 MCCORMICK FARM DR, GLEN ALLEN, VA 23060 | RETREAT AT ONE SC 1 BL L LT | Fairfield | 2021/10/20 | Mechanical Permit | New Installation | Dwelling/Home Installation | 8400
ELE-2021-103372 | 803-702-8274 | 6405 GREY ROCK LN, HENRICO, VA 23231 | NORTH JAMES ESTATES SC 1 LT | Varina | 2021/10/15 | Electrical Permit | Alteration | Solar | 22080
PLM-2021-104417 | 733-754-7382 | 12726 GLENKIRK RD, HENRICO, VA 23233-2251 | PINE RUN SC D BL B LT | Tuckahoe | 2021/10/28 | Plumbing Permit | Alteration | Gas Piping (LP) | 1100
PLM-2021-104418 | 766-748-6464 | 7323 FOUNTAIN AVE, HENRICO, VA 23228 | WEST BROAD ST GDNS SC A BL A LT | Brookland | 2021/10/28 | Plumbing Permit | Repair/Replacement | Gas Piping (LP) | 550
ELE-2021-103570 | 822-687-1300 | 3021 FALCON CREEK DR, HENRICO, VA 23231 | FOUR MILE RUN SC H BL M LT | Varina | 2021/10/18 | Electrical Permit | Alteration | Solar | 45000
MEC-2021-103792 | 785-760-6926 | 692 MCCORMICK FARM DR, GLEN ALLEN, VA 23060 | RETREAT AT ONE SC 1 BL L LT | Fairfield | 2021/10/20 | Mechanical Permit | New Installation | Dwelling/Home Installation | 8400
PLM-2021-104345 | 740-775-7728 | 5339 HEATHER BROOK LN, GLEN ALLEN, VA 23059 | BENSON AT GREY OAKS SC 1 BL A LT | Three Chopt | 2021/10/28 | Plumbing Permit | Alteration | Dwelling/Home Installation | 3000
PLM-2021-103754 | 732-764-1057 | 340 BECKLOW AVE, HENRICO, VA 23233-7604 | GREENGATE SC 3 BL K LT | Three Chopt | 2021/10/20 | Plumbing Permit | New Installation | Dwelling/Home Installation | 5400
PLM-2021-103758 | 732-764-0959 | 342 BECKLOW AVE, HENRICO, VA 23233-7604 | GREENGATE SC 3 BL K LT | Three Chopt | 2021/10/20 | Plumbing Permit | New Installation | Dwelling/Home Installation | 5400
ELE-2021-103644 | 768-749-1471 | 3313 HAWKINS RD, HENRICO, VA 23228 | WEST BROAD ST GDNS SC B BL G LT | Brookland | 2021/10/20 | Electrical Permit | Repair/Replacement | Dwelling/Home Installation | 2500
MEC-2021-103771 | 731-764-8557 | 346 PURBROOK LN, HENRICO, VA 23233-7604 | GREENGATE SC 3 BL J LT | Three Chopt | 2021/10/20 | Mechanical Permit | New Installation | Dwelling/Home Installation | 17551
MEC-2021-103774 | 731-764-8362 | 350 PURBROOK LN, HENRICO, VA 23233-7604 | GREENGATE SC 3 BL J LT | Three Chopt | 2021/10/20 | Mechanical Permit | New Installation | Dwelling/Home Installation | 17551
MEC-2021-104029 | 785-760-5627 | 8861 FOXWAY RIDGE LN, GLEN ALLEN, VA 23060 | RETREAT AT ONE SC 1 BL R LT | Fairfield | 2021/10/22 | Mechanical Permit | New Installation | Dwelling/Home Installation | 7200
MEC-2021-104030 | 785-760-5625 | 8859 FOXWAY RIDGE LN, GLEN ALLEN, VA 23060 | RETREAT AT ONE SC 1 BL R LT | Fairfield | 2021/10/22 | Mechanical Permit | New Installation | Dwelling/Home Installation | 7200
PLM-2021-103764 | 732-764-0767 | 350 BECKLOW AVE, HENRICO, VA 23233-7604 | GREENGATE SC 3 BL K LT | Three Chopt | 2021/10/20 | Plumbing Permit | New Installation | Dwelling/Home Installation | 5400
ELE-2021-103391 | 739-746-9991 | 10807 WHITAKER WOODS RD, HENRICO, VA 23238 | WHITAKER WOODS SC A BL A LT | Tuckahoe | 2021/10/15 | Electrical Permit | Alteration | Other (please describe in detail below) | 250
ELE-2021-103510 | 741-775-0423 | 5351 HEATHER BROOK LN, GLEN ALLEN, VA 23059 | BENSON AT GREY OAKS SC 1 BL A LT | Three Chopt | 2021/10/19 | Electrical Permit | New Installation | Generator | 6000
MEC-2021-103389 | 737-744-6007 | 1400 CLAXTON RD, HENRICO, VA 23238-4608 | TUCKAHOE VILLAGE SC C BL E LT | Tuckahoe | 2021/10/15 | Mechanical Permit | New Installation | Generator | 800
ELE-2021-103554 | 770-738-0731 | 5803 S CRESTWOOD AVE, HENRICO, VA 23226 | WESTWOOD HOME SITES LT | Brookland | 2021/10/18 | Electrical Permit | Alteration | Other (please describe in detail below) | 2500
ELE-2021-103559 | 745-736-1108 | 9127 CARTERHAM RD, HENRICO, VA 23229 | RIVER PLACE BL A LT | Tuckahoe | 2021/10/18 | Electrical Permit | New Installation | Other (please describe in detail below) | 800
MEC-2021-103799 | 785-760-6124 | 700 MCCORMICK FARM DR, GLEN ALLEN, VA 23060 | RETREAT AT ONE SC 1 BL L LT | Fairfield | 2021/10/20 | Mechanical Permit | New Installation | Dwelling/Home Installation | 8400
MEC-2021-103091 | 802-725-5570 | 2840 FAIRFIELD AVE, HENRICO, VA 23223 | ES ROUTE 64 AC | Fairfield | 2021/10/19 | Mechanical Permit | Repair/Replacement | Duct Work | 6500
MEC-2021-103667 | 789-765-5168 | 2836 FAIRWAY HOMES WAY, GLEN ALLEN, VA 23059 | CROSSPOINT FAIRWAY HOMES SC 2 BL A LT | Fairfield | 2021/10/20 | Mechanical Permit | Repair/Replacement | Air Conditioning/HVAC | 16378
MEC-2021-103779 | 732-764-0863 | 346 BECKLOW AVE, HENRICO, VA 23233-7604 | GREENGATE SC 3 BL K LT | Three Chopt | 2021/10/20 | Mechanical Permit | New Installation | Dwelling/Home Installation | 17551
MEC-2021-103781 | 732-764-0865 | 348 BECKLOW AVE, HENRICO, VA 23233-7604 | GREENGATE SC 3 BL K LT | Three Chopt | 2021/10/20 | Mechanical Permit | New Installation | Dwelling/Home Installation | 17551
MEC-2021-103793 | 785-760-6826 | 694 MCCORMICK FARM DR, GLEN ALLEN, VA 23060 | RETREAT AT ONE SC 1 BL L LT | Fairfield | 2021/10/20 | Mechanical Permit | New Installation | Dwelling/Home Installation | 8400
MEC-2021-103816 | 784-746-2471 | 2021 WOOD OWL WAY, HENRICO, VA 23227-2256 | LAKESIDE LANDING SC 2 BL G LT | Fairfield | 2021/10/20 | Mechanical Permit | New Installation | Dwelling/Home Installation | 8400
FIR-2021-103251 | 731-764-8500 | 12326 GRAHAM MEADOWS DR, HENRICO, VA 23233-7604 | GREENGATE SC 5 BL P LT | Three Chopt | 2021/10/19 | General Permit | New Installation | Fire Protection System | 10000
MEC-2021-103819 | 784-746-2671 | 2019 WOOD OWL WAY, HENRICO, VA 23227-2256 | LAKESIDE LANDING SC 2 BL G LT | Fairfield | 2021/10/20 | Mechanical Permit | New Installation | Dwelling/Home Installation | 8400
ELE-2021-104000 | 761-757-3383 | 8701 TRADITIONAL CT, HENRICO, VA 23294 | TRADITIONAL MANOR SC C BL C LT | Brookland | 2021/10/22 | Electrical Permit | Alteration | Solar | 47251
ELE-2021-103328 | 767-744-3162 | 6603 W BROAD ST, HENRICO, VA 23230-1711 | W BROAD ST AC | Tuckahoe | 2021/10/15 | Electrical Permit | New Installation | Other (please describe in detail below) | 9500
MEC-2021-103382 | 823-724-4792 | 101 N HOLLY AVE, HENRICO, VA 23075 | HIGHLAND SPRINGS SC 2 BL I LT | Varina | 2021/10/15 | Mechanical Permit | New Installation | Air Conditioning/HVAC | 4000
ELE-2021-102895 | 790-761-5005 | 8611 HIGHTOWER DR, HENRICO, VA 23227 | SCOTT RD AC | Fairfield | 2021/10/26 | Electrical Permit | New Installation | Other (please describe in detail below) | 5000
ELE-2021-102895 | 790-761-5005.001 | 8611 HIGHTOWER DR, HENRICO, VA 23227 | SCOTT RD TOW | Fairfield | 2021/10/26 | Electrical Permit | New Installation | Other (please describe in detail below) | 5000
ELE-2021-103385 | 750-764-0695 | 4480 COX RD, GLEN ALLEN, VA 23060 | INNSBROOK SC H BL C AC | Three Chopt | 2021/10/15 | Electrical Permit | New Installation | Low Voltage | 35000
MEC-2021-102365 | 774-740-0801.001 | 5001 LIBBIE MILL EAST BLVD #1, HENRICO, VA 23230 | PENSTOCK QUARTER CONDOMINIUM UN | Brookland | 2021/10/15 | Mechanical Permit | Alteration | Duct Work | 11000
PLM-2021-103631 | 768-749-1471 | 3313 HAWKINS RD, HENRICO, VA 23228 | WEST BROAD ST GDNS SC B BL G LT | Brookland | 2021/10/19 | Plumbing Permit | New Installation | Dwelling/Home Installation | 3500
ELE-2021-104145 | 793-744-6170 | 311 AZALEA AVE, HENRICO, VA 23227 | MEADOWOOD SC 1 BL C LT | Fairfield | 2021/10/25 | Electrical Permit | New Installation | Solar | 26783
ELE-2021-103632 | 782-772-1665 | 10934 POINTER HOLLY PATH, GLEN ALLEN, VA 23059 | RIVER MILL SC 3 BL F LT | Fairfield | 2021/10/19 | Electrical Permit | Alteration | Solar | 1000
ELE-2021-104466 | 744-733-3069 | 306 HOLLYPORT RD, HENRICO, VA 23229 | DORSET WOODS SC C BL C LT | Tuckahoe | 2021/10/28 | Electrical Permit | New Installation | Dwelling/Home Installation | 1200
PLM-2021-102459 | 764-767-0201 | 6537 LIDDY CIR, GLEN ALLEN, VA 23060 | BRITLYN SOUTH BL B LT | Brookland | 2021/10/06 | Plumbing Permit | New Installation | Dwelling/Home Installation | 4800
PLM-2021-103126 | 773-745-0783 | 4129 TOWNHOUSE RD, HENRICO, VA 23228 | STAPLES MILL RD AC | Brookland | 2021/10/18 | Plumbing Permit | Repair/Replacement | Commercial Building | 5000
PLM-2021-103491 | 809-732-8207 | 3816 PURPLE HAZE CT, HENRICO, VA 23223 | HARVIE POINT SC 1 BL A LT | Fairfield | 2021/10/21 | Plumbing Permit | New Installation | Dwelling/Home Installation | 4800
ELE-2021-103683 | 750-735-0105 | 109 DOVERLAND RD, HENRICO, VA 23229 | SLEEPY HOLLOW LT | Tuckahoe | 2021/10/20 | Electrical Permit | Alteration | Dwelling/Home Installation | 10115
MEC-2021-103821 | 784-746-2871 | 2017 WOOD OWL WAY, HENRICO, VA 23227-2256 | LAKESIDE LANDING SC 2 BL G LT | Fairfield | 2021/10/20 | Mechanical Permit | New Installation | Dwelling/Home Installation | 8400
MEC-2021-103777 | 732-764-0959 | 342 BECKLOW AVE, HENRICO, VA 23233-7604 | GREENGATE SC 3 BL K LT | Three Chopt | 2021/10/20 | Mechanical Permit | New Installation | Dwelling/Home Installation | 17551
PLM-2021-104244 | 770-736-3957 | 5403 MONUMENT AVE, HENRICO, VA 23226 | MONUMENT AVE AC | Brookland | 2021/10/28 | Plumbing Permit | Repair/Replacement | Gas Piping (Natural) | 15000
MEC-2021-102644 | 741-742-1739 | 10614 PATTERSON AVE, HENRICO, VA 23238 | NL PATTERSON AVE AC | Tuckahoe | 2021/10/20 | Mechanical Permit | Alteration | Other (please describe in detail below) | 13000
MEC-2021-103823 | 784-746-3071 | 2015 WOOD OWL WAY, HENRICO, VA 23227-2256 | LAKESIDE LANDING SC 2 BL G LT | Fairfield | 2021/10/20 | Mechanical Permit | New Installation | Dwelling/Home Installation | 8400
MEC-2021-103825 | 784-746-3271 | 2013 WOOD OWL WAY, HENRICO, VA 23227-2256 | LAKESIDE LANDING SC 2 BL G LT | Fairfield | 2021/10/20 | Mechanical Permit | New Installation | Dwelling/Home Installation | 8400
PLM-2021-103621 | 754-739-1754 | 8507 RIVERMONT DR, HENRICO, VA 23229 | RIVERMONT SC 1 BL B LT | Tuckahoe | 2021/10/19 | Plumbing Permit | Repair/Replacement | Other (please describe in detail below) | 2479
MEC-2021-103376 | 766-752-0905.001 | 3001 HUNGARY SPRING RD, HENRICO, VA 23228 | HUNGARY SPRING OFF PK COND UN | Brookland | 2021/10/18 | Mechanical Permit | Alteration | Air Conditioning/HVAC | 7950
ELE-2021-100549 | 778-746-6207 | 2529 IRISDALE AVE, HENRICO, VA 23228 | HERMITAGE PARK BL 19 LT | Brookland | 2021/10/06 | Electrical Permit | Alteration | Service | 1200
ELE-2021-102691 | 786-766-0741 | 708 TOWERING RD, GLEN ALLEN, VA 23059 | WOODCLIFF SC 1 BL C LT | Fairfield | 2021/10/19 | Electrical Permit | New Installation | Solar | 27400
ELE-2021-103618 | 779-764-9611 | 1916 GREENSTONE CT, GLEN ALLEN, VA 23060 | GREENWOOD MEADOWS SC A BL A LT | Fairfield | 2021/10/19 | Electrical Permit | New Installation | Solar | 7222
ELE-2021-103881 | 764-772-3426 | 3829 MILL PLACE DR, GLEN ALLEN, VA 23060 | MILL PLACE WEST SC B BL A LT | Brookland | 2021/10/21 | Electrical Permit | Alteration | Solar | 49032
ELE-2021-103857 | 807-736-2547 | 3213 PURVIS RD, HENRICO, VA 23223 | OAK GLEN SC 4 BL D LT | Fairfield | 2021/10/21 | Electrical Permit | Alteration | Solar | 54950
FIR-2021-102655 | 741-742-1739 | 10614 PATTERSON AVE, HENRICO, VA 23238 | NL PATTERSON AVE AC | Tuckahoe | 2021/10/21 | General Permit | New Installation | Fire Protection System | 3500
ELE-2021-103939 | 761-761-3396 | 4609 KINGSROW CT, GLEN ALLEN, VA 23060 | DUNNCROFT SC B BL B LT | Brookland | 2021/10/22 | Electrical Permit | Repair/Replacement | Other (please describe in detail below) | 3296
ELE-2021-103954 | 821-687-5383 | 8020 KING EIDER DR, HENRICO, VA 23231 | FOUR MILE RUN SC E BL K LT | Varina | 2021/10/22 | Electrical Permit | New Installation | Solar | 22200
ELE-2021-102331 | 803-731-6229 | 3106 CARLTON RD, HENRICO, VA 23223 | FORDHAM VILLAGE SC B BL L LT | Fairfield | 2021/10/01 | Electrical Permit | New Installation | Solar | 31820
MEC-2021-104034 | 785-760-5621 | 8855 FOXWAY RIDGE LN, GLEN ALLEN, VA 23060 | RETREAT AT ONE SC 1 BL R LT | Fairfield | 2021/10/22 | Mechanical Permit | New Installation | Dwelling/Home Installation | 7200
MEC-2021-102639 | 738-764-1501 | 11800 W BROAD ST #1098, HENRICO, VA 23233-1064 | CDA W BROAD ST AC | Three Chopt | 2021/10/22 | Mechanical Permit | Repair/Replacement | Tenant Upfit | 13778
MEC-2021-102639 | 738-764-0203 | 11800 W BROAD ST #1098, HENRICO, VA 23233-1064 | CDA W BROAD ST AC | Three Chopt | 2021/10/22 | Mechanical Permit | Repair/Replacement | Tenant Upfit | 13778
FIR-2021-104212 | 818-714-4131 | 5114 WILLIAMSBURG RD, HENRICO, VA 23231 | VIRGINIA HEIGHTS BL A LT | Varina | 2021/10/26 | General Permit | New Installation | Fire Protection System | 2705
PLM-2021-104053 | 745-765-8873 | 4725 GREENBROOKE DR, GLEN ALLEN, VA 23060 | SADLER GROVE SC C BL B LT | Three Chopt | 2021/10/25 | Plumbing Permit | Alteration | Dwelling/Home Installation | 1000
ELE-2021-104469 | 743-735-0975 | 102 N ERLWOOD CT, HENRICO, VA 23229 | CHESWICK SC 3 BL A LT | Tuckahoe | 2021/10/28 | Electrical Permit | Alteration | Other (please describe in detail below) | 250
ELE-2021-104090 | 814-683-0797 | 2401 BATTERY GREGG DR, HENRICO, VA 23231 | BATTERY HILLS SOUTH SC B BL E LT | Varina | 2021/10/25 | Electrical Permit | New Installation | Generator | 10685
ELV-2021-102286 | 774-737-8766 | 2000 STAPLES MILL RD, HENRICO, VA 23230 | N W CORNER MARSHALL AC | Brookland | 2021/10/26 | General Permit | Alteration | Elevator Equipment | 350000
PLM-2021-104121 | 751-740-8242 | 8814 MICHAUX LN, HENRICO, VA 23229 | HILL AND DALE SC C BL D LT | Tuckahoe | 2021/10/25 | Plumbing Permit | Repair/Replacement | Gas Piping (Natural) | 1000
MEC-2021-103908 | 823-724-4792 | 101 N HOLLY AVE, HENRICO, VA 23075 | HIGHLAND SPRINGS SC 2 BL I LT | Varina | 2021/10/21 | Mechanical Permit | Alteration | Above Ground Tank (Fuel Oil) | 1025
ELE-2021-104246 | 758-759-5536 | 9218 CHUMLEY LN, HENRICO, VA 23294 | WEST END MANOR SC M BL M LT | Brookland | 2021/10/26 | Electrical Permit | Alteration | Solar | 17226
ELE-2021-103540 | 817-706-8512 | 2800 SPROUSE DR, HENRICO, VA 23231 | SEVEN HILLS IND CTR SC A BL C AC | Varina | 2021/10/21 | Electrical Permit | Alteration | Other (please describe in detail below) | 2500
SIG-2021-101127 | 758-757-4733 | 2601 TUCKERNUCK DR, HENRICO, VA 23294 | EL TUCKERNUCK DR AC | Brookland | 2021/10/22 | General Permit | New Installation | Wall Mounted | 1200
ELE-2021-104251 | 729-750-2031 | 2208 ASHCREEK DR, HENRICO, VA 23238-3002 | OLD COACH SQUARE BL H LT | Tuckahoe | 2021/10/26 | Electrical Permit | Repair/Replacement | Other (please describe in detail below) | 3000
ELE-2021-102463 | 759-761-9396 | 4617 RIVER MILL CT, GLEN ALLEN, VA 23060 | MILL WAY SC 1 BL A LT | Brookland | 2021/10/21 | Electrical Permit | Alteration | Other (please describe in detail below) | 250
PLM-2021-104302 | 807-725-7060 | 520 BRESSINGHAM DR, HENRICO, VA 23223 | FAIRFIELD WOODS SC A BL A LT | Varina | 2021/10/27 | Plumbing Permit | Repair/Replacement | Gas Piping (Natural) | 2123.5
MEC-2021-104504 | 809-731-5471 | 3892 HARVIE RD, HENRICO, VA 23223 | HARVIE POINT SC 1 BL B LT | Fairfield | 2021/10/28 | Mechanical Permit | New Installation | Dwelling/Home Installation | 6500
ELE-2021-102448 | 760-748-4266 | 2100 MARROIT RD, HENRICO, VA 23229 | CAVALIER PARK SC A BL D LT | Three Chopt | 2021/10/04 | Electrical Permit | Repair/Replacement | Dwelling/Home Installation | 3500
ELE-2021-104022 | 773-745-0783 | 4115 TOWNHOUSE RD, HENRICO, VA 23228 | STAPLES MILL RD AC | Brookland | 2021/10/25 | Electrical Permit | Repair/Replacement | Commercial Building | 5000
ELE-2021-104019 | 773-745-0783 | 4133 TOWNHOUSE RD, HENRICO, VA 23228 | STAPLES MILL RD AC | Brookland | 2021/10/25 | Electrical Permit | Repair/Replacement | Commercial Building | 5000
ELE-2021-104020 | 773-745-0783 | 4117 TOWNHOUSE RD, HENRICO, VA 23228 | STAPLES MILL RD AC | Brookland | 2021/10/25 | Electrical Permit | Repair/Replacement | Commercial Building | 5000
ELE-2021-103810 | 769-746-2635 | 6802 PARAGON PL, HENRICO, VA 23230 | WL BETHLEHEM RD AC | Brookland | 2021/10/25 | Electrical Permit | Alteration | Commercial Building | 83292.67
MEC-2021-104109 | 731-764-8555 | 344 PURBROOK LN, HENRICO, VA 23233-7604 | GREENGATE SC 3 BL J LT | Three Chopt | 2021/10/25 | Mechanical Permit | New Installation | Dwelling/Home Installation | 17551
ELE-2021-104242 | 809-717-7656 | 4305 HILLBROOK AVE, HENRICO, VA 23231 | EDENWOOD BL B LT | Varina | 2021/10/26 | Electrical Permit | Repair/Replacement | Other (please describe in detail below) | 1500
ELE-2021-104327 | 805-733-1426 | 3433 REYNOLDS RD, HENRICO, VA 23223 | GLENWOOD FARMS SC L LT | Fairfield | 2021/10/27 | Electrical Permit | Repair/Replacement | Other (please describe in detail below) | 915
ELE-2021-102103 | 804-726-5470.001 | 3100 CREIGHTON RD, HENRICO, VA 23223 | CREIGHTON RD TOW | Fairfield | 2021/10/25 | Electrical Permit | New Installation | Generator | 15000
FIR-2021-103646 | 802-736-8028 | 2204 E LABURNUM AVE, HENRICO, VA 23223-1114 | WS MECHANICSVILLE AC | Fairfield | 2021/10/25 | General Permit | New Installation | Fire Protection System | 5051.2
ELE-2021-104204 | 758-767-9408 | 5104 CREEKWALK CT, GLEN ALLEN, VA 23060-2867 | TOWNSEND SC 1 BL D LT | Brookland | 2021/10/26 | Electrical Permit | Alteration | Solar | 10080
ELE-2021-104299 | 822-689-2306 | 7801 KING EIDER DR, HENRICO, VA 23231 | FOUR MILE RUN SC C BL F LT | Varina | 2021/10/27 | Electrical Permit | Alteration | Solar | 39000
MEC-2021-104035 | 785-760-5619 | 8853 FOXWAY RIDGE LN, GLEN ALLEN, VA 23060 | RETREAT AT ONE SC 1 BL R LT | Fairfield | 2021/10/22 | Mechanical Permit | New Installation | Dwelling/Home Installation | 7200
PLM-2021-104042 | 738-769-0529 | 12297 VILLAGE SPRINGS DR, GLEN ALLEN, VA 23059-5739 | NORTH GAYTON VILLAGE@BACOVA SC 1 BL A LT | Three Chopt | 2021/10/25 | Plumbing Permit | Alteration | Dwelling/Home Installation | 3439
ELE-2021-104425 | 785-760-5621 | 8855 FOXWAY RIDGE LN, GLEN ALLEN, VA 23060 | RETREAT AT ONE SC 1 BL R LT | Fairfield | 2021/10/28 | Electrical Permit | New Installation | Dwelling/Home Installation | 4500
ELE-2021-104282 | 785-760-6826 | 694 MCCORMICK FARM DR, GLEN ALLEN, VA 23060 | RETREAT AT ONE SC 1 BL L LT | Fairfield | 2021/10/27 | Electrical Permit | New Installation | Dwelling/Home Installation | 4500
ELE-2021-104284 | 785-760-6625 | 696 MCCORMICK FARM DR, GLEN ALLEN, VA 23060 | RETREAT AT ONE SC 1 BL L LT | Fairfield | 2021/10/27 | Electrical Permit | New Installation | Dwelling/Home Installation | 4500
ELE-2021-104426 | 785-760-5619 | 8853 FOXWAY RIDGE LN, GLEN ALLEN, VA 23060 | RETREAT AT ONE SC 1 BL R LT | Fairfield | 2021/10/28 | Electrical Permit | New Installation | Dwelling/Home Installation | 4500
ELE-2021-104427 | 785-760-5716 | 8851 FOXWAY RIDGE LN, GLEN ALLEN, VA 23060 | RETREAT AT ONE SC 1 BL R LT | Fairfield | 2021/10/28 | Electrical Permit | New Installation | Dwelling/Home Installation | 4500
MEC-2021-102115 | 809-717-5463 | 4304 HILLBROOK AVE, HENRICO, VA 23231 | EDENWOOD BL A LT | Varina | 2021/10/22 | Mechanical Permit | New Installation | Gas Piping (LP) | 650
ELE-2021-102297 | 786-770-7915 | 10561 TELEGRAPH RD, GLEN ALLEN, VA 23059 | TELEGRAPH RD AC | Fairfield | 2021/10/25 | Electrical Permit | New Installation | Site Lighting | 24000
MEC-2021-104239 | 809-717-7656 | 4305 HILLBROOK AVE, HENRICO, VA 23231 | EDENWOOD BL B LT | Varina | 2021/10/26 | Mechanical Permit | Repair/Replacement | Other (please describe in detail below) | 5600
FIR-2021-104119 | 783-742-4699 | 1600 WESTBROOK AVE, HENRICO, VA 23227-3337 | NL WESTBROOK AVE AC | Fairfield | 2021/10/28 | General Permit | Alteration | Fire Protection System | 4950
ELE-2021-104054 | 781-758-2688 | 1635 FOREST GLEN RD, GLEN ALLEN, VA 23060 | MIDDLETON BL B LT | Fairfield | 2021/10/25 | Electrical Permit | Repair/Replacement | Other (please describe in detail below) | 550
ELE-2021-103625 | 781-762-1699 | 10011 GREENWOOD RD, GLEN ALLEN, VA 23060 | GREENWOOD PARK BL D LT | Fairfield | 2021/10/19 | Electrical Permit | Alteration | Dwelling/Home Installation | 1700
PLM-2021-102782 | 769-776-8365 | 11405 COLFAX RD, GLEN ALLEN, VA 23059 | GREENWOOD ESTATES BL A LT | Brookland | 2021/10/07 | Plumbing Permit | New Installation | Gas Piping (LP) | 2672
ELE-2021-103850 | 732-753-0024 | 12327 SIR JAMES CT, HENRICO, VA 23233-2136 | OLDE GAYTON THS SC A BL C LT | Tuckahoe | 2021/10/26 | Electrical Permit | Alteration | Dwelling/Home Installation | 1985
MEC-2021-104273 | 760-751-9253 | 7514 COMET RD, HENRICO, VA 23294 | TUCKAHOE PARK BL C LT | Three Chopt | 2021/10/26 | Mechanical Permit | Repair/Replacement | Air Conditioning/HVAC | 10289
ELE-2021-104303 | 771-766-8282 | 2705 BOWLES LN, GLEN ALLEN, VA 23060 | GLEN ALLEN HTS ADDN LT | Fairfield | 2021/10/27 | Electrical Permit | Alteration | Solar | 25928
ELE-2021-103900 | 752-742-3282 | 8718 ROLANDO DR, HENRICO, VA 23229 | RIDGECREST SC 2 BL D LT | Tuckahoe | 2021/10/22 | Electrical Permit | Repair/Replacement | Other (please describe in detail below) | 900
ELE-2021-104438 | 785-760-3704 | 605 EKING GREEN DR, GLEN ALLEN, VA 23060 | RETREAT AT ONE SC 1 BL X LT | Fairfield | 2021/10/28 | Electrical Permit | New Installation | Dwelling/Home Installation | 4500
PLM-2021-104100 | 764-767-1220 | 6525 LIDDY CIR, GLEN ALLEN, VA 23060 | BRITLYN SOUTH BL B LT | Brookland | 2021/10/27 | Plumbing Permit | New Installation | Dwelling/Home Installation | 4800
MEC-2021-103997 | 770-753-6858 | 6808 STONEMAN RD, HENRICO, VA 23228 | HERMITAGE FARMS BL B LT | Brookland | 2021/10/28 | Mechanical Permit | New Installation | Other (please describe in detail below) | 12005
MEC-2021-104103 | 764-767-1220 | 6525 LIDDY CIR, GLEN ALLEN, VA 23060 | BRITLYN SOUTH BL B LT | Brookland | 2021/10/27 | Mechanical Permit | New Installation | Dwelling/Home Installation | 6000
ELE-2021-102531 | 746-774-1699 | 201 CONCOURSE BLVD, GLEN ALLEN, VA 23059 | NUCKOLS RD AC | Three Chopt | 2021/10/05 | Electrical Permit | Alteration | Commercial Building | 14000
MEC-2021-104032 | 785-760-5623 | 8857 FOXWAY RIDGE LN, GLEN ALLEN, VA 23060 | RETREAT AT ONE SC 1 BL R LT | Fairfield | 2021/10/22 | Mechanical Permit | New Installation | Dwelling/Home Installation | 7200
PLM-2021-103615 | 744-744-5005 | 1501 CHAUNCEY LN, HENRICO, VA 23238 | CANTERBURY EAST SC D BL F LT | Tuckahoe | 2021/10/19 | Plumbing Permit | Repair/Replacement | Gas Piping (Natural) | 3100
ELE-2021-104489 | 773-745-0783 | 4129 TOWNHOUSE RD, HENRICO, VA 23228 | STAPLES MILL RD AC | Brookland | 2021/10/28 | Electrical Permit | Repair/Replacement | Commercial Building | 5000
ELE-2021-104188 | 778-746-8357 | 2618 DELLROSE AVE, HENRICO, VA 23228 | HERMITAGE PARK BL 17HF LT | Brookland | 2021/10/26 | Electrical Permit | Alteration | Solar | 15000
MEC-2021-104132 | 744-757-2162 | 11308 EDGEWOOD FARM CT, HENRICO, VA 23233 | CHURCH RUN SC A BL D LT | Three Chopt | 2021/10/25 | Mechanical Permit | New Installation | Gas Piping (LP) | 980
MEC-2021-104232 | 745-741-3546 | 9530 NASSINGTON CT, HENRICO, VA 23229 | GRAYSON HILL SC 1 BL D LT | Tuckahoe | 2021/10/26 | Mechanical Permit | Repair/Replacement | Air Conditioning/HVAC | 9976
ELV-2021-103769 | 751-757-5989 | 9933 MAYLAND DR, HENRICO, VA 23233 | MAYLAND DR AC | Three Chopt | 2021/10/26 | General Permit | Repair/Replacement | Elevator Equipment | 60000
SIG-2021-103213 | 752-743-9774 | 1420 N PARHAM RD, HENRICO, VA 23229 | PARHAM & QUIOCCASIN RD AC | Tuckahoe | 2021/10/27 | General Permit | New Installation | Wall Mounted | 8405
MEC-2021-104478 | 810-732-1717 | 3908 ROSEMALLOW PL, HENRICO, VA 23223 | HARVIE POINT SC 1 BL A LT | Fairfield | 2021/10/28 | Mechanical Permit | New Installation | Dwelling/Home Installation | 6500
PLM-2021-104366 | 737-745-3086 | 11415 CREEKSIDE CT, HENRICO, VA 23238-4042 | TUCKAHOE VILLAGE SC H BL U LT | Tuckahoe | 2021/10/27 | Plumbing Permit | Repair/Replacement | Gas Piping (Natural) | 2020
SIG-2021-103321 | 771-754-2539 | 8506 SANFORD DR, HENRICO, VA 23228 | HERMITAGE IND CRT SC D BL A AC | Brookland | 2021/10/27 | General Permit | New Installation | Wall Mounted | 1065
SIG-2021-103479 | 757-756-1753 | 9177 W BROAD ST, HENRICO, VA 23294 | S L BROAD ST RD AC | Three Chopt | 2021/10/27 | General Permit | New Installation | Wall Mounted | 1800
ELE-2021-104395 | 815-723-4400 | 919 APPLE GROVE LN, HENRICO, VA 23223 | WYNFIELD SC D BL A LT | Varina | 2021/10/27 | Electrical Permit | Alteration | Solar | 45000
MEC-2021-104389 | 777-767-5413 | 10735 MOUNTAIN ASH DR, GLEN ALLEN, VA 23060 | MOUNTAIN LAUREL THS SC 3 BL J LT | Fairfield | 2021/10/27 | Mechanical Permit | Repair/Replacement | Other (please describe in detail below) | 4983
MEC-2021-104387 | 754-745-2623 | 8809 DENA DR, HENRICO, VA 23229 | RIDGEHAVEN BL C LT | Three Chopt | 2021/10/27 | Mechanical Permit | Repair/Replacement | Other (please describe in detail below) | 5289
MEC-2021-104400 | 810-734-1223 | 1620 SELMA PL, HENRICO, VA 23223 | CLARENDON WOODS SC 2 BL A LT | Fairfield | 2021/10/27 | Mechanical Permit | Repair/Replacement | Other (please describe in detail below) | 5032
MEC-2021-104463 | 805-733-1426 | 3433 REYNOLDS RD, HENRICO, VA 23223 | GLENWOOD FARMS SC L LT | Fairfield | 2021/10/28 | Mechanical Permit | Alteration | Air Conditioning/HVAC | 7894.77
MEC-2021-104391 | 732-747-1876 | 2212 LOCHWOOD CT, HENRICO, VA 23238-3021 | TUCKAHOE VLG WEST SC A BL B LT | Tuckahoe | 2021/10/27 | Mechanical Permit | Alteration | Other (please describe in detail below) | 2166
MEC-2021-104392 | 776-754-1703 | 2302 LOURDES RD, HENRICO, VA 23228 | GLENHILLS SC D BL A LT | Brookland | 2021/10/27 | Mechanical Permit | Repair/Replacement | Other (please describe in detail below) | 4271
PLM-2021-104502 | 810-702-4166 | 6440 MAJESTIC WAY, HENRICO, VA 23231 | EAGLE'S NEST SC C BL A LT | Varina | 2021/10/28 | Plumbing Permit | Repair/Replacement | Gas Piping (Natural) | 7223
ELE-2021-104404 | 824-692-3479 | 6984 SIR GALAHAD RD, HENRICO, VA 23231 | CASTLETON SC 5 BL G LT | Varina | 2021/10/28 | Electrical Permit | Alteration | Solar | 33600
ELE-2021-104406 | 805-703-4538 | 1708 SADDLEHORSE PL, HENRICO, VA 23231 | FOXBORO DOWNS SC A BL D LT | Varina | 2021/10/28 | Electrical Permit | Alteration | Solar | 28800
ELE-2021-104440 | 785-760-3503 | 607 EKING GREEN DR, GLEN ALLEN, VA 23060 | RETREAT AT ONE SC 1 BL X LT | Fairfield | 2021/10/28 | Electrical Permit | New Installation | Dwelling/Home Installation | 4500
ELE-2021-104435 | 785-760-3904 | 603 EKING GREEN DR, GLEN ALLEN, VA 23060 | RETREAT AT ONE SC 1 BL X LT | Fairfield | 2021/10/28 | Electrical Permit | New Installation | Dwelling/Home Installation | 4500
ELE-2021-104537 | 758-768-1877 | 9013 MEREDITH'S BRANCH DR, GLEN ALLEN, VA 23060 | SPRINGCREEK SC 1 BL B LT | Brookland | 2021/10/29 | Electrical Permit | Alteration | Solar | 19703
ELE-2021-104442 | 785-760-3203 | 609 EKING GREEN DR, GLEN ALLEN, VA 23060 | RETREAT AT ONE SC 1 BL X LT | Fairfield | 2021/10/28 | Electrical Permit | New Installation | Dwelling/Home Installation | 4500
MEC-2021-104505 | 773-745-0783 | 4129 TOWNHOUSE RD, HENRICO, VA 23228 | STAPLES MILL RD AC | Brookland | 2021/10/29 | Mechanical Permit | Repair/Replacement | Dryer Exhaust | 500
ELE-2021-101249 | 740-742-9327 | 10624 PATTERSON AVE, HENRICO, VA 23238 | PATTERSON AVE AC | Tuckahoe | 2021/10/05 | Electrical Permit | New Installation | Service | 1500
ELE-2021-104494 | 773-745-0783 | 4123 TOWNHOUSE RD, HENRICO, VA 23228 | STAPLES MILL RD AC | Brookland | 2021/10/29 | Electrical Permit | Repair/Replacement | Commercial Building | 5000
MEC-2021-104499 | 773-745-0783 | 4108 TOWNHOUSE RD, HENRICO, VA 23228 | STAPLES MILL RD AC | Brookland | 2021/10/29 | Mechanical Permit | Repair/Replacement | Dryer Exhaust | 500
MEC-2021-104507 | 773-745-0783 | 4123 TOWNHOUSE RD, HENRICO, VA 23228 | STAPLES MILL RD AC | Brookland | 2021/10/29 | Mechanical Permit | Repair/Replacement | Dryer Exhaust | 500
ELE-2021-104517 | 736-744-1225 | 1703 HOLLANDALE RD, HENRICO, VA 23238-4005 | TUCKAHOE VILLAGE SC F BL N LT | Tuckahoe | 2021/10/29 | Electrical Permit | Repair/Replacement | Service | 2000
MEC-2021-104012 | 765-778-9543 | 3324 WOOD BROOK LN, GLEN ALLEN, VA 23059 | ROCK SPRING ESTATES SC 2 BL G LT | Brookland | 2021/10/22 | Mechanical Permit | New Installation | Above Ground Tank (LP) | 600
MEC-2021-104554 | 779-768-4057 | 1925 GREENWOOD GLEN DR, GLEN ALLEN, VA 23059 | GREENWOOD GLEN SC 1 BL C LT | Fairfield | 2021/10/29 | Mechanical Permit | Repair/Replacement | Air Conditioning/HVAC | 1845
ELE-2021-104486 | 773-745-0783 | 4116 TOWNHOUSE RD, HENRICO, VA 23228 | STAPLES MILL RD AC | Brookland | 2021/10/28 | Electrical Permit | Repair/Replacement | Commercial Building | 5000
PLM-2021-104567 | 753-762-1245 | 10673 ANNA MARIE DR, GLEN ALLEN, VA 23060 | GREENSPRINGS SC 3 BL D LT | Three Chopt | 2021/10/29 | Plumbing Permit | Repair/Replacement | Other (please describe in detail below) | 2479
FIR-2021-104111 | 746-774-4854 | 100 EASTSHORE DR, GLEN ALLEN, VA 23059 | NUCKOLS RD AC | Three Chopt | 2021/10/29 | General Permit | Alteration | Fire Protection System | 2015
ELE-2021-104431 | 785-760-4104 | 601 EKING GREEN DR, GLEN ALLEN, VA 23060 | RETREAT AT ONE SC 1 BL X LT | Fairfield | 2021/10/28 | Electrical Permit | New Installation | Dwelling/Home Installation | 4500
ELE-2021-104328 | 816-724-0937 | 1000 YATES TER, HENRICO, VA 23223 | WYNFIELD SC J BL B LT | Varina | 2021/10/27 | Electrical Permit | New Installation | Solar | 42180
PLM-2021-104335 | 766-757-1972 | 8641 MILLSTREAM DR, HENRICO, VA 23228 | MILLSPRING TOWNES SC 2 BL Y LT | Brookland | 2021/10/27 | Plumbing Permit | Repair/Replacement | Gas Piping (Natural) | 1820
MEC-2021-104396 | 748-733-0800 | 3 GREENTREE DR, HENRICO, VA 23229 | CEDAR RIDGE LT | Tuckahoe | 2021/10/27 | Mechanical Permit | Repair/Replacement | Other (please describe in detail below) | 8000
MEC-2021-104399 | 758-745-3541 | 1702 RANCH DR, HENRICO, VA 23229 | MICHAELS COURT BL A LT | Three Chopt | 2021/10/27 | Mechanical Permit | Repair/Replacement | Other (please describe in detail below) | 7058
ELE-2021-103695 | 770-739-7884 | 5808 POLLARD DR, HENRICO, VA 23226 | WESTWOOD HOME SITES LT | Brookland | 2021/10/20 | Electrical Permit | Alteration | Dwelling/Home Installation | 2900
ELE-2021-104380 | 758-735-9985 | 207 OLD OAK RD, HENRICO, VA 23229 | WESTHAM BL G LT | Tuckahoe | 2021/10/27 | Electrical Permit | New Installation | Generator | 26928
SIG-2021-102602 | 741-742-1739 | 10602 PATTERSON AVE, HENRICO, VA 23238 | NL PATTERSON AVE AC | Tuckahoe | 2021/10/28 | General Permit | Repair/Replacement | Freestanding | 7910
ELE-2021-104592 | 746-777-9945 | 12020 BENNETT CT, GLEN ALLEN, VA 23059 | WYNDHAM FOREST SC 6 BL B LT | Three Chopt | 2021/10/29 | Electrical Permit | Alteration | Solar | 4000
ELE-2021-104422 | 785-760-5627 | 8861 FOXWAY RIDGE LN, GLEN ALLEN, VA 23060 | RETREAT AT ONE SC 1 BL R LT | Fairfield | 2021/10/28 | Electrical Permit | New Installation | Dwelling/Home Installation | 4500
ELE-2021-104423 | 785-760-5625 | 8859 FOXWAY RIDGE LN, GLEN ALLEN, VA 23060 | RETREAT AT ONE SC 1 BL R LT | Fairfield | 2021/10/28 | Electrical Permit | New Installation | Dwelling/Home Installation | 4500
ELE-2021-104424 | 785-760-5623 | 8857 FOXWAY RIDGE LN, GLEN ALLEN, VA 23060 | RETREAT AT ONE SC 1 BL R LT | Fairfield | 2021/10/28 | Electrical Permit | New Installation | Dwelling/Home Installation | 4500
ELE-2021-104595 | 824-693-0621 | 7048 HEPWORTH DR, HENRICO, VA 23231 | CASTLETON SC 5 BL E LT | Varina | 2021/10/29 | Electrical Permit | New Installation | Solar | 35340
PLM-2021-104602 | 785-761-9588 | 9208 TELEGRAPH WOODS CT, GLEN ALLEN, VA 23060 | TELEGRAPH WOODS SC A BL B LT | Fairfield | 2021/10/29 | Plumbing Permit | Repair/Replacement | Other (please describe in detail below) | 2479
ELE-2021-104305 | 794-745-8161 | 5209 WILKINSON RD, HENRICO, VA 23227 | N L RICH-HEN TPK AC | Fairfield | 2021/10/27 | Electrical Permit | New Installation | Generator | 14010.28
ELE-2021-104305 | 794-745-8161.001 | 5209 WILKINSON RD, HENRICO, VA 23227 | WILKINSON RD TOW | Fairfield | 2021/10/27 | Electrical Permit | New Installation | Generator | 14010.28
MEC-2021-104296 | 769-776-8365 | 11405 COLFAX RD, GLEN ALLEN, VA 23059 | GREENWOOD ESTATES BL A LT | Brookland | 2021/10/27 | Mechanical Permit | New Installation | Above Ground Tank (LP) | 300
ELE-2021-103982 | 775-746-7048 | 3013 MAPLEWOOD RD, HENRICO, VA 23228 | PINEHURST GARDENS BL A LT | Brookland | 2021/10/22 | Electrical Permit | Repair/Replacement | Other (please describe in detail below) | 3500
ELE-2021-104352 | 812-726-9665 | 182 E CEDAR FORK RD, HENRICO, VA 23223 | CEDAR FORK ESTATES SC A BL B LT | Fairfield | 2021/10/27 | Electrical Permit | Alteration | Solar | 24605
PLM-2021-104368 | 752-756-0070 | 9930 INDEPENDENCE PARK DR, HENRICO, VA 23233 | WEST OF PEMBERTON AC | Three Chopt | 2021/10/29 | Plumbing Permit | New Installation | Tenant Upfit | 55000
MEC-2021-104472 | 809-732-8207 | 3816 PURPLE HAZE CT, HENRICO, VA 23223 | HARVIE POINT SC 1 BL A LT | Fairfield | 2021/10/28 | Mechanical Permit | New Installation | Air Conditioning/HVAC | 6500
PLM-2021-103529 | 785-760-6625 | 696 MCCORMICK FARM DR, GLEN ALLEN, VA 23060 | RETREAT AT ONE SC 1 BL L LT | Fairfield | 2021/10/18 | Plumbing Permit | New Installation | Dwelling/Home Installation | 8900
ELE-2021-104555 | 734-780-2794.040 | 12463 DONAHUE RD, GLEN ALLEN, VA 23059 | DOMINION PARK CONDOMINIUM PH 31 UN | Three Chopt | 2021/10/29 | Electrical Permit | New Installation | Dwelling/Home Installation | 1200
PLM-2021-102544 | 784-747-5128 | 5734 BROOK RD, HENRICO, VA 23227-2273 | BROOK RD AC | Fairfield | 2021/10/05 | Plumbing Permit | Alteration | Tenant Upfit | 20000
MEC-2021-104341 | 826-717-6362 | 15 W SEDGWICK ST, SANDSTON, VA 23150 | SANDSTON SC C BL 2 LT | Varina | 2021/10/27 | Mechanical Permit | Alteration | Air Conditioning/HVAC | 6000
MEC-2021-104386 | 740-766-9390 | 5121 AMBERWOOD DR, GLEN ALLEN, VA 23059 | HICKORY WOODS AT TWIN HICKORY BL A LT | Three Chopt | 2021/10/27 | Mechanical Permit | Repair/Replacement | Other (please describe in detail below) | 5483
ELE-2021-102972 | 746-774-4854 | 100 EASTSHORE DR, GLEN ALLEN, VA 23059 | NUCKOLS RD AC | Three Chopt | 2021/10/14 | Electrical Permit | Alteration | Other (please describe in detail below) | 7000
ELE-2021-104571 | 740-771-3407 | 11400 GREY OAKS ESTATES RUN, GLEN ALLEN, VA 23059 | ESTATES AT GREY OAKS SC 4 BL A LT | Three Chopt | 2021/10/29 | Electrical Permit | Alteration | Dwelling/Home Installation | 2500
MEC-2021-104401 | 759-741-8079 | 1303 WARE RD, HENRICO, VA 23229 | FOREST HEIGHTS SC 3 BL 9 LT | Tuckahoe | 2021/10/28 | Mechanical Permit | Repair/Replacement | Other (please describe in detail below) | 4230
ELE-2021-104594 | 749-736-4596 | 306 EL DORADO DR, HENRICO, VA 23229 | SLEEPY HOLLOW ESTS BL J LT | Tuckahoe | 2021/10/29 | Electrical Permit | Repair/Replacement | Other (please describe in detail below) | 550
ELE-2021-104488 | 773-745-0783 | 4108 TOWNHOUSE RD, HENRICO, VA 23228 | STAPLES MILL RD AC | Brookland | 2021/10/28 | Electrical Permit | Repair/Replacement | Commercial Building | 5000
ELE-2021-103255 | 744-760-0952 | 2012 OLD BRICK RD, GLEN ALLEN, VA 23060-5834 | WEST BROAD VILLAGE SC 3 LT | Three Chopt | 2021/10/29 | Electrical Permit | Alteration | Commercial Building | 4000
PLM-2021-104014 | 773-745-0783 | 4133 TOWNHOUSE RD, HENRICO, VA 23228 | STAPLES MILL RD AC | Brookland | 2021/10/28 | Plumbing Permit | Repair/Replacement | Commercial Building | 5000
PLM-2021-104017 | 773-745-0783 | 4117 TOWNHOUSE RD, HENRICO, VA 23228 | STAPLES MILL RD AC | Brookland | 2021/10/28 | Plumbing Permit | Repair/Replacement | Commercial Building | 5000
PLM-2021-104018 | 773-745-0783 | 4115 TOWNHOUSE RD, HENRICO, VA 23228 | STAPLES MILL RD AC | Brookland | 2021/10/28 | Plumbing Permit | Repair/Replacement | Commercial Building | 5000
ELE-2021-104511 | 740-775-7728 | 5339 HEATHER BROOK LN, GLEN ALLEN, VA 23059 | BENSON AT GREY OAKS SC 1 BL A LT | Three Chopt | 2021/10/28 | Electrical Permit | Alteration | Dwelling/Home Installation | 2000
ELE-2021-103292 | 817-694-1963 | 7333 STRATH RD, HENRICO, VA 23231 | ES STRATH RD AC | Varina | 2021/10/14 | Electrical Permit | Alteration | Solar | 61596
PLM-2021-103519 | 785-760-7227 | 690 MCCORMICK FARM DR, GLEN ALLEN, VA 23060 | RETREAT AT ONE SC 1 BL L LT | Fairfield | 2021/10/18 | Plumbing Permit | New Installation | Dwelling/Home Installation | 8500
PLM-2021-104002 | 785-760-5627 | 8861 FOXWAY RIDGE LN, GLEN ALLEN, VA 23060 | RETREAT AT ONE SC 1 BL R LT | Fairfield | 2021/10/22 | Plumbing Permit | New Installation | Dwelling/Home Installation | 6900
PLM-2021-104021 | 785-760-5625 | 8859 FOXWAY RIDGE LN, GLEN ALLEN, VA 23060 | RETREAT AT ONE SC 1 BL R LT | Fairfield | 2021/10/22 | Plumbing Permit | New Installation | Dwelling/Home Installation | 6900
ELE-2021-102953 | 823-724-4792 | 101 N HOLLY AVE, HENRICO, VA 23075 | HIGHLAND SPRINGS SC 2 BL I LT | Varina | 2021/10/11 | Electrical Permit | Repair/Replacement | Other (please describe in detail below) | 2000
PLM-2021-104023 | 785-760-5623 | 8857 FOXWAY RIDGE LN, GLEN ALLEN, VA 23060 | RETREAT AT ONE SC 1 BL R LT | Fairfield | 2021/10/22 | Plumbing Permit | New Installation | Dwelling/Home Installation | 6900
PLM-2021-104025 | 785-760-5621 | 8855 FOXWAY RIDGE LN, GLEN ALLEN, VA 23060 | RETREAT AT ONE SC 1 BL R LT | Fairfield | 2021/10/22 | Plumbing Permit | New Installation | Dwelling/Home Installation | 6900
PLM-2021-104026 | 785-760-5619 | 8853 FOXWAY RIDGE LN, GLEN ALLEN, VA 23060 | RETREAT AT ONE SC 1 BL R LT | Fairfield | 2021/10/22 | Plumbing Permit | New Installation | Dwelling/Home Installation | 6900
PLM-2021-104027 | 785-760-5716 | 8851 FOXWAY RIDGE LN, GLEN ALLEN, VA 23060 | RETREAT AT ONE SC 1 BL R LT | Fairfield | 2021/10/22 | Plumbing Permit | New Installation | Dwelling/Home Installation | 6900
ELE-2021-104128 | 824-725-1511 | 123 N IVY AVE, HENRICO, VA 23075 | HIGHLAND SPRINGS SC 2 BL J LT | Varina | 2021/10/25 | Electrical Permit | Alteration | Dwelling/Home Installation | 2750
ELE-2021-103108 | 807-716-0593 | 4417 EANES LN, HENRICO, VA 23231 | KINGS HILL BL D LT | Varina | 2021/10/21 | Electrical Permit | Alteration | Service | 4000
PLM-2021-103362 | 733-745-8147 | 1900 LAUDERDALE DR, HENRICO, VA 23238-3933 | LAUDERDALE AVE AC | Tuckahoe | 2021/10/22 | Plumbing Permit | New Installation | Other (please describe in detail below) | 342000
ELE-2021-103179 | 751-767-0759 | 10900 NUCKOLS RD, GLEN ALLEN, VA 23060 | INNSBROOK NORTH SC C BL B AC | Three Chopt | 2021/10/21 | Electrical Permit | Alteration | Commercial Building | 83210
ELE-2021-103384 | 767-766-2184 | 3229 LAKEWOOD RD, GLEN ALLEN, VA 23060 | LAUREL GLEN SC A LT | Brookland | 2021/10/15 | Electrical Permit | New Installation | Solar | 16798
PLM-2021-103526 | 785-760-6926 | 692 MCCORMICK FARM DR, GLEN ALLEN, VA 23060 | RETREAT AT ONE SC 1 BL L LT | Fairfield | 2021/10/18 | Plumbing Permit | New Installation | Dwelling/Home Installation | 8900
PLM-2021-103528 | 785-760-6826 | 694 MCCORMICK FARM DR, GLEN ALLEN, VA 23060 | RETREAT AT ONE SC 1 BL L LT | Fairfield | 2021/10/18 | Plumbing Permit | New Installation | Dwelling/Home Installation | 8900
PLM-2021-103531 | 785-760-6425 | 698 MCCORMICK FARM DR, GLEN ALLEN, VA 23060 | RETREAT AT ONE SC 1 BL L LT | Fairfield | 2021/10/18 | Plumbing Permit | New Installation | Dwelling/Home Installation | 8900
PLM-2021-103533 | 785-760-6124 | 700 MCCORMICK FARM DR, GLEN ALLEN, VA 23060 | RETREAT AT ONE SC 1 BL L LT | Fairfield | 2021/10/18 | Plumbing Permit | New Installation | Dwelling/Home Installation | 8900
PLM-2021-101072 | 807-716-0593 | 4417 EANES LN, HENRICO, VA 23231 | KINGS HILL BL D LT | Varina | 2021/10/11 | Plumbing Permit | Repair/Replacement | Other (please describe in detail below) | 2100
MEC-2021-104233 | 740-775-7728 | 5339 HEATHER BROOK LN, GLEN ALLEN, VA 23059 | BENSON AT GREY OAKS SC 1 BL A LT | Three Chopt | 2021/10/26 | Mechanical Permit | New Installation | Air Conditioning/HVAC | 8645
ELE-2021-103264 | 747-754-9557 | 2300 CEDARFIELD PKWY, HENRICO, VA 23233 | S OF THREE CHOPT RD AC | Three Chopt | 2021/10/14 | Electrical Permit | Alteration | Tenant Upfit | 800
ELE-2021-103903 | 742-755-1730 | 2407 LAKE LOREINE LN, HENRICO, VA 23233 | LAKE LOREINE SC B BL C LT | Tuckahoe | 2021/10/21 | Electrical Permit | Alteration | Other (please describe in detail below) | 1695.03
ELE-2021-104016 | 754-770-5276 | 5528 WINTERCREEK DR, GLEN ALLEN, VA 23060 | WINTERBERRY SC B BL B LT | Brookland | 2021/10/22 | Electrical Permit | Alteration | Other (please describe in detail below) | 3500
MEC-2021-102266 | 782-748-3542 | 6206 CLUB RD, HENRICO, VA 23228 | HERMITAGE COURT BL I LT | Fairfield | 2021/10/05 | Mechanical Permit | Repair/Replacement | Other (please describe in detail below) | 6915
PLM-2021-104374 | 791-737-2399 | 3810 ALMA AVE, HENRICO, VA 23222 | CHATHAM PLACE SC A LT | Fairfield | 2021/10/27 | Plumbing Permit | Repair/Replacement | Gas Piping (Natural) | 1752
ELE-2021-102956 | 827-716-7653 | 108 FEDERAL ST, SANDSTON, VA 23150 | SANDSTON SC D BL 2 LT | Varina | 2021/10/11 | Electrical Permit | Alteration | Dwelling/Home Installation | 1500
ELE-2021-102475 | 826-714-9612 | 7 E GRAY ST, SANDSTON, VA 23150 | SANDSTON SC A BL B LT | Varina | 2021/10/04 | Electrical Permit | Repair/Replacement | Other (please describe in detail below) | 10727
ELE-2021-104322 | 761-745-3004 | 1602 SKIPWITH RD, HENRICO, VA 23229 | WL SKIPWITH RD AC | Three Chopt | 2021/10/27 | Electrical Permit | Alteration | Commercial Building | 3357
ELE-2021-101708 | 813-724-6544 | 5121 NINE MILE RD, HENRICO, VA 23223 | NINE MILE RD AC | Fairfield | 2021/10/05 | Electrical Permit | New Installation | Site Lighting | 40000
PLM-2021-103493 | 809-731-5471 | 3892 HARVIE RD, HENRICO, VA 23223 | HARVIE POINT SC 1 BL B LT | Fairfield | 2021/10/21 | Plumbing Permit | New Installation | Dwelling/Home Installation | 4800